## Consumption Profiles
Substation | Active Power | Reactive Power | datetime | Scenario
Allinge | 0.64251 | -1.1129 | 2022-03-09 18:00:00 | Current_operating_point
Aakirkeby | 0.23507 | -0.40715 | 2022-03-09 18:00:00 | Current_operating_point
Bodilsker | 0.38029 | 1.5591 | 2022-03-09 18:00:00 | Current_operating_point
Gudhjem | 0.69184 | -0.15059 | 2022-03-09 18:00:00 | Current_operating_point
Hasle | 3.1578 | -0.46329 | 2022-03-09 18:00:00 | Current_operating_point
Nexo | 2.4027 | -0.10606 | 2022-03-09 18:00:00 | Current_operating_point
Olsker | 1.3561 | 0.10019 | 2022-03-09 18:00:00 | Current_operating_point
Osterlars | 1.5343 | -0.73911 | 2022-03-09 18:00:00 | Current_operating_point
Povlsker | 1.2418 | -0.51796 | 2022-03-09 18:00:00 | Current_operating_point
RNO | 0.62017 | -1.0742 | 2022-03-09 18:00:00 | Current_operating_point
RNS | 0.66905 | -1.1588 | 2022-03-09 18:00:00 | Current_operating_point
Snorrebakken | 1.3636 | -0.48143 | 2022-03-09 18:00:00 | Current_operating_point
Svaneke | 1.6233 | 1.6558 | 2022-03-09 18:00:00 | Current_operating_point
Vesthavnen | -0.22284 | -0.38597 | 2022-03-09 18:00:00 | Current_operating_point
Viadukten | 0.46326 | -0.80239 | 2022-03-09 18:00:00 | Current_operating_point
Vaerket | -0.01101 | 0 | 2022-03-09 18:00:00 | Current_operating_point
Allinge | 0.77566 | 1.3435 | 2022-03-09 18:00:00 | Scenario_0
Aakirkeby | 0.3066 | 0.53104 | 2022-03-09 18:00:00 | Scenario_0
Bodilsker | 0.22575 | 0.92553 | 2022-03-09 18:00:00 | Scenario_0
Gudhjem | 0.691 | 0.1504 | 2022-03-09 18:00:00 | Scenario_0
Hasle | 3.2199 | 0.47241 | 2022-03-09 18:00:00 | Scenario_0
Nexo | 2.3307 | 0.10288 | 2022-03-09 18:00:00 | Scenario_0
Olsker | 1.3827 | 0.10215 | 2022-03-09 18:00:00 | Scenario_0
Osterlars | 1.5451 | 0.74434 | 2022-03-09 18:00:00 | Scenario_0
Povlsker | 1.2422 | 0.51814 | 2022-03-09 18:00:00 | Scenario_0
RNO | 0.60271 | 1.0439 | 2022-03-09 18:00:00 | Scenario_0
RNS | 0.71235 | 1.2338 | 2022-03-09 18:00:00 | Scenario_0
Snorrebakken | 1.4839 | 0.5239 | 2022-03-09 18:00:00 | Scenario_0
Svaneke | 1.5268 | 1.5573 | 2022-03-09 18:00:00 | Scenario_0
Vesthavnen | -0.12001 | 0.20786 | 2022-03-09 18:00:00 | Scenario_0
Viadukten | 0.48612 | 0.84199 | 2022-03-09 18:00:00 | Scenario_0
Vaerket | 0.033504 | 0 | 2022-03-09 18:00:00 | Scenario_0
Allinge | 0.90882 | 1.5741 | 2022-03-09 18:00:00 | Scenario_1
Aakirkeby | 0.37812 | 0.65493 | 2022-03-09 18:00:00 | Scenario_1
Bodilsker | 0.071207 | 0.29194 | 2022-03-09 18:00:00 | Scenario_1
Gudhjem | 0.69016 | 0.15022 | 2022-03-09 18:00:00 | Scenario_1
Hasle | 3.2821 | 0.48152 | 2022-03-09 18:00:00 | Scenario_1
Nexo | 2.2587 | 0.099699 | 2022-03-09 18:00:00 | Scenario_1
Olsker | 1.4092 | 0.10411 | 2022-03-09 18:00:00 | Scenario_1
Osterlars | 1.556 | 0.74956 | 2022-03-09 18:00:00 | Scenario_1
Povlsker | 1.2427 | 0.51832 | 2022-03-09 18:00:00 | Scenario_1
RNO | 0.58525 | 1.0137 | 2022-03-09 18:00:00 | Scenario_1
RNS | 0.75566 | 1.3088 | 2022-03-09 18:00:00 | Scenario_1
Snorrebakken | 1.6042 | 0.56638 | 2022-03-09 18:00:00 | Scenario_1
Svaneke | 1.4303 | 1.4589 | 2022-03-09 18:00:00 | Scenario_1
Vesthavnen | -0.017182 | 0.029761 | 2022-03-09 18:00:00 | Scenario_1
Viadukten | 0.50899 | 0.88159 | 2022-03-09 18:00:00 | Scenario_1
Vaerket | 0.078018 | 0 | 2022-03-09 18:00:00 | Scenario_1
Allinge | 1.042 | 1.8048 | 2022-03-09 18:00:00 | Scenario_2
Aakirkeby | 0.44965 | 0.77882 | 2022-03-09 18:00:00 | Scenario_2
Bodilsker | -0.083333 | 0.34165 | 2022-03-09 18:00:00 | Scenario_2
Gudhjem | 0.68932 | 0.15004 | 2022-03-09 18:00:00 | Scenario_2
Hasle | 3.3442 | 0.49064 | 2022-03-09 18:00:00 | Scenario_2
Nexo | 2.1867 | 0.096521 | 2022-03-09 18:00:00 | Scenario_2
Olsker | 1.4358 | 0.10607 | 2022-03-09 18:00:00 | Scenario_2
Osterlars | 1.5669 | 0.75479 | 2022-03-09 18:00:00 | Scenario_2
Povlsker | 1.2431 | 0.5185 | 2022-03-09 18:00:00 | Scenario_2
RNO | 0.56779 | 0.98343 | 2022-03-09 18:00:00 | Scenario_2
RNS | 0.79896 | 1.3838 | 2022-03-09 18:00:00 | Scenario_2
Snorrebakken | 1.7245 | 0.60885 | 2022-03-09 18:00:00 | Scenario_2
Svaneke | 1.3338 | 1.3605 | 2022-03-09 18:00:00 | Scenario_2
Vesthavnen | 0.085645 | 0.14834 | 2022-03-09 18:00:00 | Scenario_2
Viadukten | 0.53185 | 0.92119 | 2022-03-09 18:00:00 | Scenario_2
Vaerket | 0.12253 | 0 | 2022-03-09 18:00:00 | Scenario_2
Allinge | 1.1751 | 2.0354 | 2022-03-09 18:00:00 | Scenario_3
Aakirkeby | 0.52118 | 0.90271 | 2022-03-09 18:00:00 | Scenario_3
Bodilsker | -0.23787 | 0.97525 | 2022-03-09 18:00:00 | Scenario_3
Gudhjem | 0.68849 | 0.14986 | 2022-03-09 18:00:00 | Scenario_3
Hasle | 3.4063 | 0.49975 | 2022-03-09 18:00:00 | Scenario_3
Nexo | 2.1147 | 0.093342 | 2022-03-09 18:00:00 | Scenario_3
Olsker | 1.4623 | 0.10804 | 2022-03-09 18:00:00 | Scenario_3
Osterlars | 1.5777 | 0.76002 | 2022-03-09 18:00:00 | Scenario_3
Povlsker | 1.2435 | 0.51868 | 2022-03-09 18:00:00 | Scenario_3
RNO | 0.55033 | 0.95319 | 2022-03-09 18:00:00 | Scenario_3
RNS | 0.84226 | 1.4588 | 2022-03-09 18:00:00 | Scenario_3
Snorrebakken | 1.8448 | 0.65132 | 2022-03-09 18:00:00 | Scenario_3
Svaneke | 1.2373 | 1.262 | 2022-03-09 18:00:00 | Scenario_3
Vesthavnen | 0.18847 | 0.32644 | 2022-03-09 18:00:00 | Scenario_3
Viadukten | 0.55471 | 0.96079 | 2022-03-09 18:00:00 | Scenario_3
Vaerket | 0.16705 | 0 | 2022-03-09 18:00:00 | Scenario_3
Allinge | 1.3083 | 2.266 | 2022-03-09 18:00:00 | Scenario_4
Aakirkeby | 0.59271 | 1.0266 | 2022-03-09 18:00:00 | Scenario_4
Bodilsker | -0.39241 | 1.6088 | 2022-03-09 18:00:00 | Scenario_4
Gudhjem | 0.68765 | 0.14967 | 2022-03-09 18:00:00 | Scenario_4
Hasle | 3.4685 | 0.50887 | 2022-03-09 18:00:00 | Scenario_4
Nexo | 2.0427 | 0.090164 | 2022-03-09 18:00:00 | Scenario_4
Olsker | 1.4889 | 0.11 | 2022-03-09 18:00:00 | Scenario_4
Osterlars | 1.5886 | 0.76525 | 2022-03-09 18:00:00 | Scenario_4
Povlsker | 1.244 | 0.51886 | 2022-03-09 18:00:00 | Scenario_4
RNO | 0.53287 | 0.92295 | 2022-03-09 18:00:00 | Scenario_4
RNS | 0.88556 | 1.5338 | 2022-03-09 18:00:00 | Scenario_4
Snorrebakken | 1.9651 | 0.6938 | 2022-03-09 18:00:00 | Scenario_4
Svaneke | 1.1408 | 1.1636 | 2022-03-09 18:00:00 | Scenario_4
Vesthavnen | 0.2913 | 0.50455 | 2022-03-09 18:00:00 | Scenario_4
Viadukten | 0.57757 | 1.0004 | 2022-03-09 18:00:00 | Scenario_4
Vaerket | 0.21156 | 0 | 2022-03-09 18:00:00 | Scenario_4
Allinge | 1.4415 | 2.4967 | 2022-03-09 18:00:00 | Scenario_5
Aakirkeby | 0.66424 | 1.1505 | 2022-03-09 18:00:00 | Scenario_5
Bodilsker | -0.54695 | 2.2424 | 2022-03-09 18:00:00 | Scenario_5
Gudhjem | 0.68681 | 0.14949 | 2022-03-09 18:00:00 | Scenario_5
Hasle | 3.5306 | 0.51799 | 2022-03-09 18:00:00 | Scenario_5
Nexo | 1.9707 | 0.086985 | 2022-03-09 18:00:00 | Scenario_5
Olsker | 1.5154 | 0.11196 | 2022-03-09 18:00:00 | Scenario_5
Osterlars | 1.5994 | 0.77048 | 2022-03-09 18:00:00 | Scenario_5
Povlsker | 1.2444 | 0.51904 | 2022-03-09 18:00:00 | Scenario_5
RNO | 0.51541 | 0.89271 | 2022-03-09 18:00:00 | Scenario_5
RNS | 0.92887 | 1.6088 | 2022-03-09 18:00:00 | Scenario_5
Snorrebakken | 2.0854 | 0.73627 | 2022-03-09 18:00:00 | Scenario_5
Svaneke | 1.0443 | 1.0651 | 2022-03-09 18:00:00 | Scenario_5
Vesthavnen | 0.39413 | 0.68265 | 2022-03-09 18:00:00 | Scenario_5
Viadukten | 0.60044 | 1.04 | 2022-03-09 18:00:00 | Scenario_5
Vaerket | 0.25607 | 0 | 2022-03-09 18:00:00 | Scenario_5
Allinge | 1.5746 | 2.7273 | 2022-03-09 18:00:00 | Scenario_6
Aakirkeby | 0.73576 | 1.2744 | 2022-03-09 18:00:00 | Scenario_6
Bodilsker | -0.70149 | 2.876 | 2022-03-09 18:00:00 | Scenario_6
Gudhjem | 0.68597 | 0.14931 | 2022-03-09 18:00:00 | Scenario_6
Hasle | 3.5927 | 0.5271 | 2022-03-09 18:00:00 | Scenario_6
Nexo | 1.8987 | 0.083807 | 2022-03-09 18:00:00 | Scenario_6
Olsker | 1.542 | 0.11392 | 2022-03-09 18:00:00 | Scenario_6
Osterlars | 1.6103 | 0.77571 | 2022-03-09 18:00:00 | Scenario_6
Povlsker | 1.2448 | 0.51922 | 2022-03-09 18:00:00 | Scenario_6
RNO | 0.49795 | 0.86247 | 2022-03-09 18:00:00 | Scenario_6
RNS | 0.97217 | 1.6838 | 2022-03-09 18:00:00 | Scenario_6
Snorrebakken | 2.2057 | 0.77875 | 2022-03-09 18:00:00 | Scenario_6
Svaneke | 0.94775 | 0.96671 | 2022-03-09 18:00:00 | Scenario_6
Vesthavnen | 0.49695 | 0.86075 | 2022-03-09 18:00:00 | Scenario_6
Viadukten | 0.6233 | 1.0796 | 2022-03-09 18:00:00 | Scenario_6
Vaerket | 0.30059 | 0 | 2022-03-09 18:00:00 | Scenario_6
Allinge | 1.7078 | 2.958 | 2022-03-09 18:00:00 | Scenario_7
Aakirkeby | 0.80729 | 1.3983 | 2022-03-09 18:00:00 | Scenario_7
Bodilsker | -0.85603 | 3.5096 | 2022-03-09 18:00:00 | Scenario_7
Gudhjem | 0.68513 | 0.14913 | 2022-03-09 18:00:00 | Scenario_7
Hasle | 3.6549 | 0.53622 | 2022-03-09 18:00:00 | Scenario_7
Nexo | 1.8267 | 0.080629 | 2022-03-09 18:00:00 | Scenario_7
Olsker | 1.5685 | 0.11588 | 2022-03-09 18:00:00 | Scenario_7
Osterlars | 1.6211 | 0.78094 | 2022-03-09 18:00:00 | Scenario_7
Povlsker | 1.2452 | 0.5194 | 2022-03-09 18:00:00 | Scenario_7
RNO | 0.48049 | 0.83222 | 2022-03-09 18:00:00 | Scenario_7
RNS | 1.0155 | 1.7589 | 2022-03-09 18:00:00 | Scenario_7
Snorrebakken | 2.326 | 0.82122 | 2022-03-09 18:00:00 | Scenario_7
Svaneke | 0.85124 | 0.86827 | 2022-03-09 18:00:00 | Scenario_7
Vesthavnen | 0.59978 | 1.0389 | 2022-03-09 18:00:00 | Scenario_7
Viadukten | 0.64616 | 1.1192 | 2022-03-09 18:00:00 | Scenario_7
Vaerket | 0.3451 | 0 | 2022-03-09 18:00:00 | Scenario_7
Allinge | 1.8409 | 3.1886 | 2022-03-09 18:00:00 | Scenario_8
Aakirkeby | 0.87882 | 1.5222 | 2022-03-09 18:00:00 | Scenario_8
Bodilsker | -1.0106 | 4.1432 | 2022-03-09 18:00:00 | Scenario_8
Gudhjem | 0.68429 | 0.14894 | 2022-03-09 18:00:00 | Scenario_8
Hasle | 3.717 | 0.54533 | 2022-03-09 18:00:00 | Scenario_8
Nexo | 1.7546 | 0.07745 | 2022-03-09 18:00:00 | Scenario_8
Olsker | 1.5951 | 0.11784 | 2022-03-09 18:00:00 | Scenario_8
Osterlars | 1.632 | 0.78617 | 2022-03-09 18:00:00 | Scenario_8
Povlsker | 1.2457 | 0.51957 | 2022-03-09 18:00:00 | Scenario_8
RNO | 0.46303 | 0.80198 | 2022-03-09 18:00:00 | Scenario_8
RNS | 1.0588 | 1.8339 | 2022-03-09 18:00:00 | Scenario_8
Snorrebakken | 2.4463 | 0.86369 | 2022-03-09 18:00:00 | Scenario_8
Svaneke | 0.75474 | 0.76984 | 2022-03-09 18:00:00 | Scenario_8
Vesthavnen | 0.70261 | 1.217 | 2022-03-09 18:00:00 | Scenario_8
Viadukten | 0.66903 | 1.1588 | 2022-03-09 18:00:00 | Scenario_8
Vaerket | 0.38961 | 0 | 2022-03-09 18:00:00 | Scenario_8
Allinge | 1.9741 | 3.4192 | 2022-03-09 18:00:00 | Scenario_9
Aakirkeby | 0.95035 | 1.6461 | 2022-03-09 18:00:00 | Scenario_9
Bodilsker | -1.1651 | 4.7768 | 2022-03-09 18:00:00 | Scenario_9
Gudhjem | 0.68346 | 0.14876 | 2022-03-09 18:00:00 | Scenario_9
Hasle | 3.7791 | 0.55445 | 2022-03-09 18:00:00 | Scenario_9
Nexo | 1.6826 | 0.074272 | 2022-03-09 18:00:00 | Scenario_9
Olsker | 1.6216 | 0.11981 | 2022-03-09 18:00:00 | Scenario_9
Osterlars | 1.6428 | 0.7914 | 2022-03-09 18:00:00 | Scenario_9
Povlsker | 1.2461 | 0.51975 | 2022-03-09 18:00:00 | Scenario_9
RNO | 0.44557 | 0.77174 | 2022-03-09 18:00:00 | Scenario_9
RNS | 1.1021 | 1.9089 | 2022-03-09 18:00:00 | Scenario_9
Snorrebakken | 2.5666 | 0.90617 | 2022-03-09 18:00:00 | Scenario_9
Svaneke | 0.65823 | 0.6714 | 2022-03-09 18:00:00 | Scenario_9
Vesthavnen | 0.80544 | 1.3951 | 2022-03-09 18:00:00 | Scenario_9
Viadukten | 0.69189 | 1.1984 | 2022-03-09 18:00:00 | Scenario_9
Vaerket | 0.43413 | 0 | 2022-03-09 18:00:00 | Scenario_9

## Voltage Violations
vm_pu | va_degree | p_mw | q_mvar | Bus name | Scenario | Outage
1.0571 | -3.0038 | 1.3636 | -0.48143 | Hasle 10 kV | Current_operating_point | outage_line_4
1.0537 | -3.4293 | 1.5343 | -0.73911 | Østerlars 10 kV | Current_operating_point | outage_line_4
1.0509 | -2.7031 | 0.23507 | -0.40715 | Åkirkeby 10 kV | Current_operating_point | outage_line_4
1.0617 | -2.9759 | 0.64251 | -1.1129 | Allinge 10 kV | Current_operating_point | outage_line_4
1.0577 | -2.5183 | 0.46326 | -0.80239 | Viadukten 10 kV | Current_operating_point | outage_line_4
1.0603 | -2.5815 | 0.62017 | -1.0742 | Rønne Nord 10 kV | Current_operating_point | outage_line_4
1.0501 | -3.5797 | 1.2418 | -0.51796 | Poulsker 10 kV | Current_operating_point | outage_line_4
1.07 | -4.4158 | 1.3636 | -0.48143 | Hasle 10 kV | Current_operating_point | outage_line_5
1.0669 | -4.8829 | 1.5343 | -0.73911 | Østerlars 10 kV | Current_operating_point | outage_line_5
1.0643 | -4.2313 | 0.23507 | -0.40715 | Åkirkeby 10 kV | Current_operating_point | outage_line_5
1.0597 | -5.582 | 2.4027 | -0.10606 | Nexø 10 kV | Current_operating_point | outage_line_5
1.0746 | -4.4069 | 0.64251 | -1.1129 | Allinge 10 kV | Current_operating_point | outage_line_5
1.071 | -4.0773 | 0.46326 | -0.80239 | Viadukten 10 kV | Current_operating_point | outage_line_5
1.0735 | -4.1409 | 0.62017 | -1.0742 | Rønne Nord 10 kV | Current_operating_point | outage_line_5
1.0634 | -5.0617 | 1.2418 | -0.51796 | Poulsker 10 kV | Current_operating_point | outage_line_5
1.0632 | -4.2816 | 1.3636 | -0.48143 | Hasle 10 kV | Current_operating_point | outage_line_6
1.0522 | -5.4952 | 1.5343 | -0.73911 | Østerlars 10 kV | Current_operating_point | outage_line_6
1.0651 | -4.5232 | 0.64251 | -1.1129 | Allinge 10 kV | Current_operating_point | outage_line_6
1.0599 | -4.0267 | 1.3636 | -0.48143 | Hasle 10 kV | Current_operating_point | outage_line_7
1.0611 | -4.2075 | 0.64251 | -1.1129 | Allinge 10 kV | Current_operating_point | outage_line_7
1.057 | -3.8323 | 1.3636 | -0.48143 | Hasle 10 kV | Current_operating_point | outage_line_8
1.0577 | -3.9662 | 0.64251 | -1.1129 | Allinge 10 kV | Current_operating_point | outage_line_8
1.0695 | -3.9701 | 1.3636 | -0.48143 | Hasle 10 kV | Current_operating_point | outage_line_9
1.0625 | -5.0021 | 1.5343 | -0.73911 | Østerlars 10 kV | Current_operating_point | outage_line_9
1.0552 | -5.0259 | 0.23507 | -0.40715 | Åkirkeby 10 kV | Current_operating_point | outage_line_9
1.0528 | -6.0628 | 2.4027 | -0.10606 | Nexø 10 kV | Current_operating_point | outage_line_9
1.0728 | -4.1533 | 0.64251 | -1.1129 | Allinge 10 kV | Current_operating_point | outage_line_9
1.0564 | -5.5543 | 1.2418 | -0.51796 | Poulsker 10 kV | Current_operating_point | outage_line_9
1.0683 | -3.8718 | 1.3636 | -0.48143 | Hasle 10 kV | Current_operating_point | outage_line_10
1.0605 | -4.8379 | 1.5343 | -0.73911 | Østerlars 10 kV | Current_operating_point | outage_line_10
1.0504 | -5.8597 | 2.4027 | -0.10606 | Nexø 10 kV | Current_operating_point | outage_line_10
1.0713 | -4.0318 | 0.64251 | -1.1129 | Allinge 10 kV | Current_operating_point | outage_line_10
1.054 | -5.3461 | 1.2418 | -0.51796 | Poulsker 10 kV | Current_operating_point | outage_line_10
1.0658 | -3.4777 | 1.3636 | -0.48143 | Hasle 10 kV | Current_operating_point | outage_line_11
1.0568 | -4.1856 | 1.5343 | -0.73911 | Østerlars 10 kV | Current_operating_point | outage_line_11
1.0684 | -3.5483 | 0.64251 | -1.1129 | Allinge 10 kV | Current_operating_point | outage_line_11
1.0639 | -3.4282 | 1.3636 | -0.48143 | Hasle 10 kV | Current_operating_point | outage_line_12
1.0536 | -4.0979 | 1.5343 | -0.73911 | Østerlars 10 kV | Current_operating_point | outage_line_12
1.0661 | -3.4848 | 0.64251 | -1.1129 | Allinge 10 kV | Current_operating_point | outage_line_12
1.0788 | -3.7226 | 1.3636 | -0.48143 | Hasle 10 kV | Current_operating_point | outage_line_13
1.0775 | -4.6252 | 1.5343 | -0.73911 | Østerlars 10 kV | Current_operating_point | outage_line_13
1.0698 | -5.6724 | 2.4027 | -0.10606 | Nexø 10 kV | Current_operating_point | outage_line_13
1.084 | -3.8664 | 0.64251 | -1.1129 | Allinge 10 kV | Current_operating_point | outage_line_13
1.0555 | -5.2215 | 1.6233 | 1.6558 | Svaneke 10 kV | Current_operating_point | outage_line_13
1.0778 | -3.0692 | 1.3636 | -0.48143 | Hasle 10 kV | Current_operating_point | outage_line_14
1.0764 | -3.5605 | 1.5343 | -0.73911 | Østerlars 10 kV | Current_operating_point | outage_line_14
1.083 | -3.0716 | 0.64251 | -1.1129 | Allinge 10 kV | Current_operating_point | outage_line_14
1.0548 | -3.8703 | 1.6233 | 1.6558 | Svaneke 10 kV | Current_operating_point | outage_line_14
1.0827 | -2.7876 | 1.3636 | -0.48143 | Hasle 10 kV | Current_operating_point | outage_line_15
1.0845 | -3.1215 | 1.5343 | -0.73911 | Østerlars 10 kV | Current_operating_point | outage_line_15
1.089 | -2.7382 | 0.64251 | -1.1129 | Allinge 10 kV | Current_operating_point | outage_line_15
1.0823 | -2.7761 | 1.3636 | -0.48143 | Hasle 10 kV | Current_operating_point | outage_line_16
1.0839 | -3.1013 | 1.5343 | -0.73911 | Østerlars 10 kV | Current_operating_point | outage_line_16
1.0885 | -2.7236 | 0.64251 | -1.1129 | Allinge 10 kV | Current_operating_point | outage_line_16
1.079 | -2.511 | 1.3636 | -0.48143 | Hasle 10 kV | Current_operating_point | outage_line_17
1.0789 | -2.6586 | 1.5343 | -0.73911 | Østerlars 10 kV | Current_operating_point | outage_line_17
1.0847 | -2.3961 | 0.64251 | -1.1129 | Allinge 10 kV | Current_operating_point | outage_line_17
1.0794 | -2.1344 | 1.3636 | -0.48143 | Hasle 10 kV | Current_operating_point | outage_line_18
1.0852 | -1.9398 | 0.64251 | -1.1129 | Allinge 10 kV | Current_operating_point | outage_line_18
1.0742 | -1.8291 | 1.3636 | -0.48143 | Hasle 10 kV | Current_operating_point | outage_line_19
1.0772 | -1.5722 | 1.3636 | -0.48143 | Hasle 10 kV | Current_operating_point | outage_line_20
0.88976 | -2.7317 | 0 | 0 | Ronne Nord | Scenario_0 | outage_line_6
0.94952 | -2.5992 | 0 | 0 | Allinge | Scenario_0 | outage_line_6
0.91143 | -3.1588 | 0 | 0 | Svaneke | Scenario_0 | outage_line_6
0.90957 | -3.1614 | 0 | 0 | Nexo | Scenario_0 | outage_line_6
0.90931 | -3.1152 | 0 | 0 | Bodilsker | Scenario_0 | outage_line_6
0.90881 | -3.1306 | 0 | 0 | Poulsker | Scenario_0 | outage_line_6
0.89929 | -2.9282 | 0 | 0 | Aakirkeby | Scenario_0 | outage_line_6
0.91371 | -3.1394 | 0 | 0 | Dalslunde | Scenario_0 | outage_line_6
0.92841 | -2.9936 | 0 | 0 | Osterlars | Scenario_0 | outage_line_6
0.9499 | -2.6082 | 0 | 0 | Olsker | Scenario_0 | outage_line_6
0.92821 | -3.0127 | 0 | 0 | Gudhjem | Scenario_0 | outage_line_6
0.88987 | -2.7334 | 0 | 0 | Viadukten A | Scenario_0 | outage_line_6
0.89004 | -2.7355 | 0 | 0 | Ronne Syd | Scenario_0 | outage_line_6
0.88987 | -2.7334 | 0 | 0 | Auxiliary bus Viadukten 1 | Scenario_0 | outage_line_6
0.88987 | -2.7334 | 0 | 0 | Auxiliary bus Viadukten 2 | Scenario_0 | outage_line_6
0.88987 | -2.7334 | 0 | 0 | Auxiliary bus Viadukten 3 | Scenario_0 | outage_line_6
0.9466 | -4.0808 | 1.3827 | 0.10215 | Olsker 10 kV | Scenario_0 | outage_line_6
0.93954 | -3.0118 | 0.3066 | 0.53104 | Åkirkeby 10 kV | Scenario_0 | outage_line_6
0.92917 | -3.148 | 0.22575 | 2.6522 | Bodilsker 10 kV | Scenario_0 | outage_line_6
0.88682 | -2.9765 | 0.71235 | 4.3796 | Rønne Syd 10 kV | Scenario_0 | outage_line_6
0.93849 | -3.9865 | 1.5268 | 1.5573 | Svaneke 10 kV | Scenario_0 | outage_line_6
0.92386 | -2.9792 | 0.48612 | 0.84199 | Viadukten 10 kV | Scenario_0 | outage_line_6
0.88987 | -2.7334 | 0 | 0 | Auxiliary bus Viadukten 4 | Scenario_0 | outage_line_6
0.92167 | -3.0359 | 0.60271 | 1.0439 | Rønne Nord 10 kV | Scenario_0 | outage_line_6
0.94609 | -3.8126 | 1.2422 | 0.51814 | Poulsker 10 kV | Scenario_0 | outage_line_6
0.9248 | -3.7579 | 0.691 | 0.1504 | Gudhjem 10 kV | Scenario_0 | outage_line_6
0.92129 | -3.0834 | 0 | 0 | Svaneke | Scenario_0 | outage_line_7
0.91963 | -3.0856 | 0 | 0 | Nexo | Scenario_0 | outage_line_7
0.91946 | -3.0407 | 0 | 0 | Bodilsker | Scenario_0 | outage_line_7
0.91897 | -3.0559 | 0 | 0 | Poulsker | Scenario_0 | outage_line_7
0.91099 | -2.8494 | 0 | 0 | Aakirkeby | Scenario_0 | outage_line_7
0.9234 | -3.0638 | 0 | 0 | Dalslunde | Scenario_0 | outage_line_7
0.93658 | -2.9263 | 0 | 0 | Osterlars | Scenario_0 | outage_line_7
0.93639 | -2.9454 | 0 | 0 | Gudhjem | Scenario_0 | outage_line_7
0.90319 | -2.6517 | 0 | 0 | Viadukten A | Scenario_0 | outage_line_7
0.90327 | -2.6529 | 0 | 0 | Ronne Syd | Scenario_0 | outage_line_7
0.90319 | -2.6517 | 0 | 0 | Auxiliary bus Viadukten 1 | Scenario_0 | outage_line_7
0.90319 | -2.6517 | 0 | 0 | Auxiliary bus Viadukten 2 | Scenario_0 | outage_line_7
0.90319 | -2.6517 | 0 | 0 | Auxiliary bus Viadukten 3 | Scenario_0 | outage_line_7
0.93972 | -3.0715 | 0.22575 | 2.6917 | Bodilsker 10 kV | Scenario_0 | outage_line_7
0.90038 | -2.8824 | 0.71235 | 4.4766 | Rønne Syd 10 kV | Scenario_0 | outage_line_7
0.949 | -3.8932 | 1.5268 | 1.5573 | Svaneke 10 kV | Scenario_0 | outage_line_7
0.93794 | -2.8902 | 0.48612 | 0.84199 | Viadukten 10 kV | Scenario_0 | outage_line_7
0.90319 | -2.6517 | 0 | 0 | Auxiliary bus Viadukten 4 | Scenario_0 | outage_line_7
0.93301 | -3.6776 | 0.691 | 0.1504 | Gudhjem 10 kV | Scenario_0 | outage_line_7
0.92869 | -3.0152 | 0 | 0 | Svaneke | Scenario_0 | outage_line_8
0.92718 | -3.0168 | 0 | 0 | Nexo | Scenario_0 | outage_line_8
0.92708 | -2.9726 | 0 | 0 | Bodilsker | Scenario_0 | outage_line_8
0.92659 | -2.9878 | 0 | 0 | Poulsker | Scenario_0 | outage_line_8
0.91976 | -2.776 | 0 | 0 | Aakirkeby | Scenario_0 | outage_line_8
0.93066 | -2.9958 | 0 | 0 | Dalslunde | Scenario_0 | outage_line_8
0.94271 | -2.8664 | 0 | 0 | Osterlars | Scenario_0 | outage_line_8
0.94252 | -2.8854 | 0 | 0 | Gudhjem | Scenario_0 | outage_line_8
0.9132 | -2.5744 | 0 | 0 | Ronne Syd | Scenario_0 | outage_line_8
0.94764 | -3.002 | 0.22575 | 2.7216 | Bodilsker 10 kV | Scenario_0 | outage_line_8
0.91056 | -2.7955 | 0.71235 | 4.5503 | Rønne Syd 10 kV | Scenario_0 | outage_line_8
0.93916 | -3.608 | 0.691 | 0.1504 | Gudhjem 10 kV | Scenario_0 | outage_line_8
1.0538 | -2.3634 | 1.4839 | 0.5239 | Hasle 10 kV | Scenario_0 | outage_line_15
1.0507 | -2.4638 | 1.5451 | 0.74434 | Østerlars 10 kV | Scenario_0 | outage_line_15
1.0534 | -2.3522 | 1.4839 | 0.5239 | Hasle 10 kV | Scenario_0 | outage_line_16
1.05 | -2.4437 | 1.5451 | 0.74434 | Østerlars 10 kV | Scenario_0 | outage_line_16
1.0512 | -2.1175 | 1.4839 | 0.5239 | Hasle 10 kV | Scenario_0 | outage_line_17
1.057 | -1.8811 | 1.4839 | 0.5239 | Hasle 10 kV | Scenario_0 | outage_line_18
1.061 | -1.7926 | 1.4839 | 0.5239 | Hasle 10 kV | Scenario_0 | outage_line_19
1.0641 | -1.53 | 1.4839 | 0.5239 | Hasle 10 kV | Scenario_0 | outage_line_20
0.89256 | -2.8097 | 0 | 0 | Ronne Nord | Scenario_1 | outage_line_6
0.91467 | -3.2361 | 0 | 0 | Svaneke | Scenario_1 | outage_line_6
0.91288 | -3.2401 | 0 | 0 | Nexo | Scenario_1 | outage_line_6
0.91262 | -3.1956 | 0 | 0 | Bodilsker | Scenario_1 | outage_line_6
0.91212 | -3.211 | 0 | 0 | Poulsker | Scenario_1 | outage_line_6
0.90224 | -3.0068 | 0 | 0 | Aakirkeby | Scenario_1 | outage_line_6
0.91682 | -3.2141 | 0 | 0 | Dalslunde | Scenario_1 | outage_line_6
0.93072 | -3.0574 | 0 | 0 | Osterlars | Scenario_1 | outage_line_6
0.93052 | -3.0765 | 0 | 0 | Gudhjem | Scenario_1 | outage_line_6
0.89267 | -2.8113 | 0 | 0 | Viadukten A | Scenario_1 | outage_line_6
0.89284 | -2.8134 | 0 | 0 | Ronne Syd | Scenario_1 | outage_line_6
0.89267 | -2.8113 | 0 | 0 | Auxiliary bus Viadukten 1 | Scenario_1 | outage_line_6
0.89267 | -2.8113 | 0 | 0 | Auxiliary bus Viadukten 2 | Scenario_1 | outage_line_6
0.89267 | -2.8113 | 0 | 0 | Auxiliary bus Viadukten 3 | Scenario_1 | outage_line_6
0.9478 | -4.1547 | 1.4092 | 0.10411 | Olsker 10 kV | Scenario_1 | outage_line_6
0.94205 | -3.1091 | 0.37812 | 0.65493 | Åkirkeby 10 kV | Scenario_1 | outage_line_6
0.93811 | -3.167 | 0.071207 | 2.0521 | Bodilsker 10 kV | Scenario_1 | outage_line_6
0.8889 | -3.076 | 0.75566 | 4.4694 | Rønne Syd 10 kV | Scenario_1 | outage_line_6
0.94299 | -4.005 | 1.4303 | 1.4589 | Svaneke 10 kV | Scenario_1 | outage_line_6
0.92643 | -3.0672 | 0.50899 | 0.88159 | Viadukten 10 kV | Scenario_1 | outage_line_6
0.89267 | -2.8113 | 0 | 0 | Auxiliary bus Viadukten 4 | Scenario_1 | outage_line_6
0.92494 | -3.1031 | 0.58525 | 1.0137 | Rønne Nord 10 kV | Scenario_1 | outage_line_6
0.94958 | -3.8882 | 1.2427 | 0.51832 | Poulsker 10 kV | Scenario_1 | outage_line_6
0.92713 | -3.8171 | 0.69016 | 0.15022 | Gudhjem 10 kV | Scenario_1 | outage_line_6
0.9241 | -3.1602 | 0 | 0 | Svaneke | Scenario_1 | outage_line_7
0.92249 | -3.1637 | 0 | 0 | Nexo | Scenario_1 | outage_line_7
0.92232 | -3.1204 | 0 | 0 | Bodilsker | Scenario_1 | outage_line_7
0.92183 | -3.1356 | 0 | 0 | Poulsker | Scenario_1 | outage_line_7
0.91343 | -2.927 | 0 | 0 | Aakirkeby | Scenario_1 | outage_line_7
0.92608 | -3.1382 | 0 | 0 | Dalslunde | Scenario_1 | outage_line_7
0.93853 | -2.9902 | 0 | 0 | Osterlars | Scenario_1 | outage_line_7
0.93834 | -3.0092 | 0 | 0 | Gudhjem | Scenario_1 | outage_line_7
0.90542 | -2.7282 | 0 | 0 | Viadukten A | Scenario_1 | outage_line_7
0.90551 | -2.7294 | 0 | 0 | Ronne Syd | Scenario_1 | outage_line_7
0.90542 | -2.7282 | 0 | 0 | Auxiliary bus Viadukten 1 | Scenario_1 | outage_line_7
0.90542 | -2.7282 | 0 | 0 | Auxiliary bus Viadukten 2 | Scenario_1 | outage_line_7
0.90542 | -2.7282 | 0 | 0 | Auxiliary bus Viadukten 3 | Scenario_1 | outage_line_7
0.94814 | -3.0911 | 0.071207 | 2.0899 | Bodilsker 10 kV | Scenario_1 | outage_line_7
0.9019 | -2.9803 | 0.75566 | 4.5625 | Rønne Syd 10 kV | Scenario_1 | outage_line_7
0.93991 | -2.9768 | 0.50899 | 0.88159 | Viadukten 10 kV | Scenario_1 | outage_line_7
0.90542 | -2.7282 | 0 | 0 | Auxiliary bus Viadukten 4 | Scenario_1 | outage_line_7
0.93497 | -3.7374 | 0.69016 | 0.15022 | Gudhjem 10 kV | Scenario_1 | outage_line_7
0.93187 | -3.0909 | 0 | 0 | Svaneke | Scenario_1 | outage_line_8
0.93043 | -3.0939 | 0 | 0 | Nexo | Scenario_1 | outage_line_8
0.93033 | -3.0514 | 0 | 0 | Bodilsker | Scenario_1 | outage_line_8
0.92984 | -3.0665 | 0 | 0 | Poulsker | Scenario_1 | outage_line_8
0.92266 | -2.853 | 0 | 0 | Aakirkeby | Scenario_1 | outage_line_8
0.93372 | -3.0691 | 0 | 0 | Dalslunde | Scenario_1 | outage_line_8
0.94498 | -2.9292 | 0 | 0 | Osterlars | Scenario_1 | outage_line_8
0.94479 | -2.9481 | 0 | 0 | Gudhjem | Scenario_1 | outage_line_8
0.91597 | -2.6507 | 0 | 0 | Ronne Syd | Scenario_1 | outage_line_8
0.91263 | -2.8924 | 0.75566 | 4.6404 | Rønne Syd 10 kV | Scenario_1 | outage_line_8
0.94144 | -3.6664 | 0.69016 | 0.15022 | Gudhjem 10 kV | Scenario_1 | outage_line_8
1.0516 | -2.4511 | 1.6042 | 0.56638 | Hasle 10 kV | Scenario_1 | outage_line_15
1.0512 | -2.44 | 1.6042 | 0.56638 | Hasle 10 kV | Scenario_1 | outage_line_16
1.0549 | -1.9666 | 1.6042 | 0.56638 | Hasle 10 kV | Scenario_1 | outage_line_18
1.0601 | -1.8749 | 1.6042 | 0.56638 | Hasle 10 kV | Scenario_1 | outage_line_19
1.0632 | -1.6068 | 1.6042 | 0.56638 | Hasle 10 kV | Scenario_1 | outage_line_20
0.93109 | -1.5736 | 0 | 0 | Ronne Nord | Scenario_2 | outage_line_6
0.94081 | -1.7683 | 0 | 0 | Aakirkeby | Scenario_2 | outage_line_6
0.93119 | -1.575 | 0 | 0 | Viadukten A | Scenario_2 | outage_line_6
0.93135 | -1.5768 | 0 | 0 | Ronne Syd | Scenario_2 | outage_line_6
0.93119 | -1.575 | 0 | 0 | Auxiliary bus Viadukten 1 | Scenario_2 | outage_line_6
0.93119 | -1.575 | 0 | 0 | Auxiliary bus Viadukten 2 | Scenario_2 | outage_line_6
0.93119 | -1.575 | 0 | 0 | Auxiliary bus Viadukten 3 | Scenario_2 | outage_line_6
0.92765 | -1.8275 | 0.79896 | 4.826 | Rønne Syd 10 kV | Scenario_2 | outage_line_6
0.93119 | -1.575 | 0 | 0 | Auxiliary bus Viadukten 4 | Scenario_2 | outage_line_6
0.94596 | -1.67 | 0 | 0 | Aakirkeby | Scenario_2 | outage_line_7
0.93775 | -1.4717 | 0 | 0 | Viadukten A | Scenario_2 | outage_line_7
0.93783 | -1.4729 | 0 | 0 | Ronne Syd | Scenario_2 | outage_line_7
0.93775 | -1.4717 | 0 | 0 | Auxiliary bus Viadukten 1 | Scenario_2 | outage_line_7
0.93775 | -1.4717 | 0 | 0 | Auxiliary bus Viadukten 2 | Scenario_2 | outage_line_7
0.93775 | -1.4717 | 0 | 0 | Auxiliary bus Viadukten 3 | Scenario_2 | outage_line_7
0.9343 | -1.7179 | 0.79896 | 4.8755 | Rønne Syd 10 kV | Scenario_2 | outage_line_7
0.93775 | -1.4717 | 0 | 0 | Auxiliary bus Viadukten 4 | Scenario_2 | outage_line_7
0.94384 | -1.3773 | 0 | 0 | Ronne Syd | Scenario_2 | outage_line_8
0.94046 | -1.6173 | 0.79896 | 4.9217 | Rønne Syd 10 kV | Scenario_2 | outage_line_8
1.0528 | -2.0526 | 1.7245 | 0.60885 | Hasle 10 kV | Scenario_2 | outage_line_18
1.0591 | -1.9573 | 1.7245 | 0.60885 | Hasle 10 kV | Scenario_2 | outage_line_19
1.0623 | -1.6838 | 1.7245 | 0.60885 | Hasle 10 kV | Scenario_2 | outage_line_20
0.92923 | -1.5833 | 0 | 0 | Ronne Nord | Scenario_3 | outage_line_6
0.94998 | -2.0191 | 0 | 0 | Nexo | Scenario_3 | outage_line_6
0.94959 | -1.9834 | 0 | 0 | Poulsker | Scenario_3 | outage_line_6
0.9391 | -1.7789 | 0 | 0 | Aakirkeby | Scenario_3 | outage_line_6
0.92933 | -1.5846 | 0 | 0 | Viadukten A | Scenario_3 | outage_line_6
0.92949 | -1.5865 | 0 | 0 | Ronne Syd | Scenario_3 | outage_line_6
0.92933 | -1.5846 | 0 | 0 | Auxiliary bus Viadukten 1 | Scenario_3 | outage_line_6
0.92933 | -1.5846 | 0 | 0 | Auxiliary bus Viadukten 2 | Scenario_3 | outage_line_6
0.92933 | -1.5846 | 0 | 0 | Auxiliary bus Viadukten 3 | Scenario_3 | outage_line_6
0.92499 | -1.861 | 0.84226 | 4.8812 | Rønne Syd 10 kV | Scenario_3 | outage_line_6
0.92933 | -1.5846 | 0 | 0 | Auxiliary bus Viadukten 4 | Scenario_3 | outage_line_6
0.94407 | -1.6825 | 0 | 0 | Aakirkeby | Scenario_3 | outage_line_7
0.93566 | -1.4828 | 0 | 0 | Viadukten A | Scenario_3 | outage_line_7
0.93574 | -1.4841 | 0 | 0 | Ronne Syd | Scenario_3 | outage_line_7
0.93566 | -1.4828 | 0 | 0 | Auxiliary bus Viadukten 1 | Scenario_3 | outage_line_7
0.93566 | -1.4828 | 0 | 0 | Auxiliary bus Viadukten 2 | Scenario_3 | outage_line_7
0.93566 | -1.4828 | 0 | 0 | Auxiliary bus Viadukten 3 | Scenario_3 | outage_line_7
0.93141 | -1.7529 | 0.84226 | 4.9289 | Rønne Syd 10 kV | Scenario_3 | outage_line_7
0.93566 | -1.4828 | 0 | 0 | Auxiliary bus Viadukten 4 | Scenario_3 | outage_line_7
0.94913 | -1.5893 | 0 | 0 | Aakirkeby | Scenario_3 | outage_line_8
0.94211 | -1.3863 | 0 | 0 | Ronne Syd | Scenario_3 | outage_line_8
0.93795 | -1.6494 | 0.84226 | 4.9778 | Rønne Syd 10 kV | Scenario_3 | outage_line_8
1.0506 | -2.1389 | 1.8448 | 0.65132 | Hasle 10 kV | Scenario_3 | outage_line_18
1.0581 | -2.0398 | 1.8448 | 0.65132 | Hasle 10 kV | Scenario_3 | outage_line_19
1.0614 | -1.7609 | 1.8448 | 0.65132 | Hasle 10 kV | Scenario_3 | outage_line_20
0.92736 | -1.5929 | 0 | 0 | Ronne Nord | Scenario_4 | outage_line_6
0.94969 | -2.0532 | 0 | 0 | Svaneke | Scenario_4 | outage_line_6
0.94866 | -2.0317 | 0 | 0 | Nexo | Scenario_4 | outage_line_6
0.9487 | -1.9812 | 0 | 0 | Bodilsker | Scenario_4 | outage_line_6
0.94822 | -1.996 | 0 | 0 | Poulsker | Scenario_4 | outage_line_6
0.93738 | -1.7894 | 0 | 0 | Aakirkeby | Scenario_4 | outage_line_6
0.92745 | -1.5942 | 0 | 0 | Viadukten A | Scenario_4 | outage_line_6
0.92761 | -1.596 | 0 | 0 | Ronne Syd | Scenario_4 | outage_line_6
0.92745 | -1.5942 | 0 | 0 | Auxiliary bus Viadukten 1 | Scenario_4 | outage_line_6
0.92745 | -1.5942 | 0 | 0 | Auxiliary bus Viadukten 2 | Scenario_4 | outage_line_6
0.92745 | -1.5942 | 0 | 0 | Auxiliary bus Viadukten 3 | Scenario_4 | outage_line_6
0.9223 | -1.8947 | 0.88556 | 4.9364 | Rønne Syd 10 kV | Scenario_4 | outage_line_6
0.92745 | -1.5942 | 0 | 0 | Auxiliary bus Viadukten 4 | Scenario_4 | outage_line_6
0.94216 | -1.6949 | 0 | 0 | Aakirkeby | Scenario_4 | outage_line_7
0.93354 | -1.4939 | 0 | 0 | Viadukten A | Scenario_4 | outage_line_7
0.93363 | -1.4953 | 0 | 0 | Ronne Syd | Scenario_4 | outage_line_7
0.93354 | -1.4939 | 0 | 0 | Auxiliary bus Viadukten 1 | Scenario_4 | outage_line_7
0.93354 | -1.4939 | 0 | 0 | Auxiliary bus Viadukten 2 | Scenario_4 | outage_line_7
0.93354 | -1.4939 | 0 | 0 | Auxiliary bus Viadukten 3 | Scenario_4 | outage_line_7
0.92849 | -1.7881 | 0.88556 | 4.9822 | Rønne Syd 10 kV | Scenario_4 | outage_line_7
0.93354 | -1.4939 | 0 | 0 | Auxiliary bus Viadukten 4 | Scenario_4 | outage_line_7
0.94752 | -1.599 | 0 | 0 | Aakirkeby | Scenario_4 | outage_line_8
0.94038 | -1.3952 | 0 | 0 | Ronne Syd | Scenario_4 | outage_line_8
0.93542 | -1.6816 | 0.88556 | 5.0339 | Rønne Syd 10 kV | Scenario_4 | outage_line_8
1.0572 | -2.1226 | 1.9651 | 0.6938 | Hasle 10 kV | Scenario_4 | outage_line_19
1.0605 | -1.8382 | 1.9651 | 0.6938 | Hasle 10 kV | Scenario_4 | outage_line_20
0.92546 | -1.6024 | 0 | 0 | Ronne Nord | Scenario_5 | outage_line_6
0.94838 | -2.0665 | 0 | 0 | Svaneke | Scenario_5 | outage_line_6
0.94732 | -2.0444 | 0 | 0 | Nexo | Scenario_5 | outage_line_6
0.94732 | -1.9938 | 0 | 0 | Bodilsker | Scenario_5 | outage_line_6
0.94685 | -2.0087 | 0 | 0 | Poulsker | Scenario_5 | outage_line_6
0.93564 | -1.8 | 0 | 0 | Aakirkeby | Scenario_5 | outage_line_6
0.94961 | -2.0588 | 0 | 0 | Dalslunde | Scenario_5 | outage_line_6
0.92555 | -1.6036 | 0 | 0 | Viadukten A | Scenario_5 | outage_line_6
0.92571 | -1.6056 | 0 | 0 | Ronne Syd | Scenario_5 | outage_line_6
0.92555 | -1.6036 | 0 | 0 | Auxiliary bus Viadukten 1 | Scenario_5 | outage_line_6
0.92555 | -1.6036 | 0 | 0 | Auxiliary bus Viadukten 2 | Scenario_5 | outage_line_6
0.92555 | -1.6036 | 0 | 0 | Auxiliary bus Viadukten 3 | Scenario_5 | outage_line_6
0.91959 | -1.9286 | 0.92887 | 4.9914 | Rønne Syd 10 kV | Scenario_5 | outage_line_6
0.92555 | -1.6036 | 0 | 0 | Auxiliary bus Viadukten 4 | Scenario_5 | outage_line_6
0.94023 | -1.7073 | 0 | 0 | Aakirkeby | Scenario_5 | outage_line_7
0.93141 | -1.505 | 0 | 0 | Viadukten A | Scenario_5 | outage_line_7
0.9315 | -1.5064 | 0 | 0 | Ronne Syd | Scenario_5 | outage_line_7
0.93141 | -1.505 | 0 | 0 | Auxiliary bus Viadukten 1 | Scenario_5 | outage_line_7
0.93141 | -1.505 | 0 | 0 | Auxiliary bus Viadukten 2 | Scenario_5 | outage_line_7
0.93141 | -1.505 | 0 | 0 | Auxiliary bus Viadukten 3 | Scenario_5 | outage_line_7
0.92555 | -1.8235 | 0.92887 | 5.0354 | Rønne Syd 10 kV | Scenario_5 | outage_line_7
0.93141 | -1.505 | 0 | 0 | Auxiliary bus Viadukten 4 | Scenario_5 | outage_line_7
0.9459 | -1.6087 | 0 | 0 | Aakirkeby | Scenario_5 | outage_line_8
0.93862 | -1.4041 | 0 | 0 | Ronne Syd | Scenario_5 | outage_line_8
0.93287 | -1.7139 | 0.92887 | 5.0898 | Rønne Syd 10 kV | Scenario_5 | outage_line_8
1.0562 | -2.2054 | 2.0854 | 0.73627 | Hasle 10 kV | Scenario_5 | outage_line_19
1.0597 | -1.9156 | 2.0854 | 0.73627 | Hasle 10 kV | Scenario_5 | outage_line_20
0.92355 | -1.6119 | 0 | 0 | Ronne Nord | Scenario_6 | outage_line_6
0.94705 | -2.0798 | 0 | 0 | Svaneke | Scenario_6 | outage_line_6
0.94596 | -2.057 | 0 | 0 | Nexo | Scenario_6 | outage_line_6
0.94594 | -2.0064 | 0 | 0 | Bodilsker | Scenario_6 | outage_line_6
0.94546 | -2.0213 | 0 | 0 | Poulsker | Scenario_6 | outage_line_6
0.93388 | -1.8105 | 0 | 0 | Aakirkeby | Scenario_6 | outage_line_6
0.94823 | -2.0716 | 0 | 0 | Dalslunde | Scenario_6 | outage_line_6
0.92363 | -1.6131 | 0 | 0 | Viadukten A | Scenario_6 | outage_line_6
0.9238 | -1.615 | 0 | 0 | Ronne Syd | Scenario_6 | outage_line_6
0.92363 | -1.6131 | 0 | 0 | Auxiliary bus Viadukten 1 | Scenario_6 | outage_line_6
0.92363 | -1.6131 | 0 | 0 | Auxiliary bus Viadukten 2 | Scenario_6 | outage_line_6
0.92363 | -1.6131 | 0 | 0 | Auxiliary bus Viadukten 3 | Scenario_6 | outage_line_6
0.91686 | -1.9627 | 0.97217 | 5.0464 | Rønne Syd 10 kV | Scenario_6 | outage_line_6
0.92363 | -1.6131 | 0 | 0 | Auxiliary bus Viadukten 4 | Scenario_6 | outage_line_6
0.94919 | -1.9734 | 0 | 0 | Nexo | Scenario_6 | outage_line_7
0.9492 | -1.9225 | 0 | 0 | Bodilsker | Scenario_6 | outage_line_7
0.94872 | -1.9374 | 0 | 0 | Poulsker | Scenario_6 | outage_line_7
0.93829 | -1.7197 | 0 | 0 | Aakirkeby | Scenario_6 | outage_line_7
0.92926 | -1.516 | 0 | 0 | Viadukten A | Scenario_6 | outage_line_7
0.92936 | -1.5175 | 0 | 0 | Ronne Syd | Scenario_6 | outage_line_7
0.92926 | -1.516 | 0 | 0 | Auxiliary bus Viadukten 1 | Scenario_6 | outage_line_7
0.92926 | -1.516 | 0 | 0 | Auxiliary bus Viadukten 2 | Scenario_6 | outage_line_7
0.92926 | -1.516 | 0 | 0 | Auxiliary bus Viadukten 3 | Scenario_6 | outage_line_7
0.92258 | -1.8591 | 0.97217 | 5.0885 | Rønne Syd 10 kV | Scenario_6 | outage_line_7
0.92926 | -1.516 | 0 | 0 | Auxiliary bus Viadukten 4 | Scenario_6 | outage_line_7
0.94426 | -1.6183 | 0 | 0 | Aakirkeby | Scenario_6 | outage_line_8
0.93686 | -1.4129 | 0 | 0 | Ronne Syd | Scenario_6 | outage_line_8
0.9303 | -1.7465 | 0.97217 | 5.1457 | Rønne Syd 10 kV | Scenario_6 | outage_line_8
1.0552 | -2.2885 | 2.2057 | 0.77875 | Hasle 10 kV | Scenario_6 | outage_line_19
1.0588 | -1.9931 | 2.2057 | 0.77875 | Hasle 10 kV | Scenario_6 | outage_line_20
0.94681 | -2.3717 | 1.0155 | 5.3446 | Rønne Syd 10 kV | Scenario_7 | outage_line_0
0.9497 | -1.9651 | 1.0155 | 5.3666 | Rønne Syd 10 kV | Scenario_7 | outage_line_1
0.9483 | -1.9352 | 1.0155 | 5.356 | Rønne Syd 10 kV | Scenario_7 | outage_line_2
0.94712 | -1.9086 | 1.0155 | 5.347 | Rønne Syd 10 kV | Scenario_7 | outage_line_3
0.92162 | -1.6213 | 0 | 0 | Ronne Nord | Scenario_7 | outage_line_6
0.94571 | -2.0932 | 0 | 0 | Svaneke | Scenario_7 | outage_line_6
0.94459 | -2.0696 | 0 | 0 | Nexo | Scenario_7 | outage_line_6
0.94453 | -2.019 | 0 | 0 | Bodilsker | Scenario_7 | outage_line_6
0.94405 | -2.0339 | 0 | 0 | Poulsker | Scenario_7 | outage_line_6
0.9321 | -1.8209 | 0 | 0 | Aakirkeby | Scenario_7 | outage_line_6
0.94683 | -2.0844 | 0 | 0 | Dalslunde | Scenario_7 | outage_line_6
0.9217 | -1.6224 | 0 | 0 | Viadukten A | Scenario_7 | outage_line_6
0.92187 | -1.6244 | 0 | 0 | Ronne Syd | Scenario_7 | outage_line_6
0.9217 | -1.6224 | 0 | 0 | Auxiliary bus Viadukten 1 | Scenario_7 | outage_line_6
0.9217 | -1.6224 | 0 | 0 | Auxiliary bus Viadukten 2 | Scenario_7 | outage_line_6
0.9217 | -1.6224 | 0 | 0 | Auxiliary bus Viadukten 3 | Scenario_7 | outage_line_6
0.9141 | -1.997 | 1.0155 | 5.1012 | Rønne Syd 10 kV | Scenario_7 | outage_line_6
0.9217 | -1.6224 | 0 | 0 | Auxiliary bus Viadukten 4 | Scenario_7 | outage_line_6
0.94873 | -2.013 | 0 | 0 | Svaneke | Scenario_7 | outage_line_7
0.94768 | -1.9881 | 0 | 0 | Nexo | Scenario_7 | outage_line_7
0.94765 | -1.9372 | 0 | 0 | Bodilsker | Scenario_7 | outage_line_7
0.94718 | -1.9522 | 0 | 0 | Poulsker | Scenario_7 | outage_line_7
0.93632 | -1.732 | 0 | 0 | Aakirkeby | Scenario_7 | outage_line_7
0.9498 | -2.0053 | 0 | 0 | Dalslunde | Scenario_7 | outage_line_7
0.92709 | -1.527 | 0 | 0 | Viadukten A | Scenario_7 | outage_line_7
0.92719 | -1.5285 | 0 | 0 | Ronne Syd | Scenario_7 | outage_line_7
0.92709 | -1.527 | 0 | 0 | Auxiliary bus Viadukten 1 | Scenario_7 | outage_line_7
0.92709 | -1.527 | 0 | 0 | Auxiliary bus Viadukten 2 | Scenario_7 | outage_line_7
0.92709 | -1.527 | 0 | 0 | Auxiliary bus Viadukten 3 | Scenario_7 | outage_line_7
0.91959 | -1.895 | 1.0155 | 5.1414 | Rønne Syd 10 kV | Scenario_7 | outage_line_7
0.92709 | -1.527 | 0 | 0 | Auxiliary bus Viadukten 4 | Scenario_7 | outage_line_7
0.9426 | -1.6279 | 0 | 0 | Aakirkeby | Scenario_7 | outage_line_8
0.93507 | -1.4216 | 0 | 0 | Ronne Syd | Scenario_7 | outage_line_8
0.92771 | -1.7792 | 1.0155 | 5.2014 | Rønne Syd 10 kV | Scenario_7 | outage_line_8
1.0543 | -2.3717 | 2.326 | 0.82122 | Hasle 10 kV | Scenario_7 | outage_line_19
1.0579 | -2.0707 | 2.326 | 0.82122 | Hasle 10 kV | Scenario_7 | outage_line_20
0.94819 | -3.9594 | 1.5951 | 0.11784 | Olsker 10 kV | Scenario_8 | outage_line_0
0.94332 | -2.4404 | 1.0588 | 5.3933 | Rønne Syd 10 kV | Scenario_8 | outage_line_0
0.94816 | -3.1155 | 0.68429 | 0.14894 | Gudhjem 10 kV | Scenario_8 | outage_line_0
0.94659 | -2.0154 | 1.0588 | 5.418 | Rønne Syd 10 kV | Scenario_8 | outage_line_1
0.94974 | -3.5592 | 1.5951 | 0.11784 | Olsker 10 kV | Scenario_8 | outage_line_2
0.9452 | -1.9858 | 1.0588 | 5.4074 | Rønne Syd 10 kV | Scenario_8 | outage_line_2
0.94942 | -2.7325 | 0.68429 | 0.14894 | Gudhjem 10 kV | Scenario_8 | outage_line_2
0.94892 | -3.5488 | 1.5951 | 0.11784 | Olsker 10 kV | Scenario_8 | outage_line_3
0.94401 | -1.9593 | 1.0588 | 5.3985 | Rønne Syd 10 kV | Scenario_8 | outage_line_3
0.94856 | -2.7208 | 0.68429 | 0.14894 | Gudhjem 10 kV | Scenario_8 | outage_line_3
0.91967 | -1.6306 | 0 | 0 | Ronne Nord | Scenario_8 | outage_line_6
0.94435 | -2.1065 | 0 | 0 | Svaneke | Scenario_8 | outage_line_6
0.94321 | -2.0822 | 0 | 0 | Nexo | Scenario_8 | outage_line_6
0.94311 | -2.0316 | 0 | 0 | Bodilsker | Scenario_8 | outage_line_6
0.94263 | -2.0466 | 0 | 0 | Poulsker | Scenario_8 | outage_line_6
0.93031 | -1.8313 | 0 | 0 | Aakirkeby | Scenario_8 | outage_line_6
0.94541 | -2.0972 | 0 | 0 | Dalslunde | Scenario_8 | outage_line_6
0.91975 | -1.6317 | 0 | 0 | Viadukten A | Scenario_8 | outage_line_6
0.91992 | -1.6337 | 0 | 0 | Ronne Syd | Scenario_8 | outage_line_6
0.91975 | -1.6317 | 0 | 0 | Auxiliary bus Viadukten 1 | Scenario_8 | outage_line_6
0.91975 | -1.6317 | 0 | 0 | Auxiliary bus Viadukten 2 | Scenario_8 | outage_line_6
0.91975 | -1.6317 | 0 | 0 | Auxiliary bus Viadukten 3 | Scenario_8 | outage_line_6
0.91132 | -2.0315 | 1.0588 | 5.1559 | Rønne Syd 10 kV | Scenario_8 | outage_line_6
0.91975 | -1.6317 | 0 | 0 | Auxiliary bus Viadukten 4 | Scenario_8 | outage_line_6
0.94901 | -2.8626 | 0.68429 | 0.14894 | Gudhjem 10 kV | Scenario_8 | outage_line_6
0.94723 | -2.0285 | 0 | 0 | Svaneke | Scenario_8 | outage_line_7
0.94616 | -2.0029 | 0 | 0 | Nexo | Scenario_8 | outage_line_7
0.94609 | -1.952 | 0 | 0 | Bodilsker | Scenario_8 | outage_line_7
0.94561 | -1.9669 | 0 | 0 | Poulsker | Scenario_8 | outage_line_7
0.93434 | -1.7444 | 0 | 0 | Aakirkeby | Scenario_8 | outage_line_7
0.94825 | -2.0202 | 0 | 0 | Dalslunde | Scenario_8 | outage_line_7
0.92489 | -1.5379 | 0 | 0 | Viadukten A | Scenario_8 | outage_line_7
0.925 | -1.5395 | 0 | 0 | Ronne Syd | Scenario_8 | outage_line_7
0.92489 | -1.5379 | 0 | 0 | Auxiliary bus Viadukten 1 | Scenario_8 | outage_line_7
0.92489 | -1.5379 | 0 | 0 | Auxiliary bus Viadukten 2 | Scenario_8 | outage_line_7
0.92489 | -1.5379 | 0 | 0 | Auxiliary bus Viadukten 3 | Scenario_8 | outage_line_7
0.91656 | -1.9311 | 1.0588 | 5.1942 | Rønne Syd 10 kV | Scenario_8 | outage_line_7
0.92489 | -1.5379 | 0 | 0 | Auxiliary bus Viadukten 4 | Scenario_8 | outage_line_7
0.94093 | -1.6374 | 0 | 0 | Aakirkeby | Scenario_8 | outage_line_8
0.93327 | -1.4303 | 0 | 0 | Ronne Syd | Scenario_8 | outage_line_8
0.92509 | -1.8122 | 1.0588 | 5.257 | Rønne Syd 10 kV | Scenario_8 | outage_line_8
1.0533 | -2.455 | 2.4463 | 0.86369 | Hasle 10 kV | Scenario_8 | outage_line_19
1.0569 | -2.1485 | 2.4463 | 0.86369 | Hasle 10 kV | Scenario_8 | outage_line_20
0.94788 | -2.143 | 0 | 0 | Snorrebakken | Scenario_9 | outage_line_0
0.94917 | -2.1372 | 0 | 0 | Ronne Nord | Scenario_9 | outage_line_0
0.94826 | -2.2797 | 0 | 0 | Allinge | Scenario_9 | outage_line_0
0.9484 | -2.2216 | 0 | 0 | Aakirkeby | Scenario_9 | outage_line_0
0.94924 | -2.4385 | 0 | 0 | Osterlars | Scenario_9 | outage_line_0
0.94932 | -2.3112 | 0 | 0 | Olsker | Scenario_9 | outage_line_0
0.94905 | -2.4573 | 0 | 0 | Gudhjem | Scenario_9 | outage_line_0
0.94855 | -2.13 | 0 | 0 | Viadukten A | Scenario_9 | outage_line_0
0.94826 | -2.1232 | 0 | 0 | Ronne Syd | Scenario_9 | outage_line_0
0.94842 | -2.1312 | 0 | 0 | Vaerket A | Scenario_9 | outage_line_0
0.9487 | -2.1337 | 0 | 0 | Vesthavnen | Scenario_9 | outage_line_0
0.94855 | -2.13 | 0 | 0 | Auxiliary bus Viadukten 1 | Scenario_9 | outage_line_0
0.94855 | -2.13 | 0 | 0 | Auxiliary bus Viadukten 2 | Scenario_9 | outage_line_0
0.94855 | -2.13 | 0 | 0 | Auxiliary bus Viadukten 3 | Scenario_9 | outage_line_0
0.94542 | -4.0416 | 1.6216 | 0.11981 | Olsker 10 kV | Scenario_9 | outage_line_0
0.93979 | -2.5095 | 1.1021 | 5.4417 | Rønne Syd 10 kV | Scenario_9 | outage_line_0
0.94855 | -2.13 | 0 | 0 | Auxiliary bus Viadukten 4 | Scenario_9 | outage_line_0
0.94575 | -3.1622 | 0.68346 | 0.14876 | Gudhjem 10 kV | Scenario_9 | outage_line_0
0.9483 | -3.6372 | 1.6216 | 0.11981 | Olsker 10 kV | Scenario_9 | outage_line_1
0.94345 | -2.066 | 1.1021 | 5.4693 | Rønne Syd 10 kV | Scenario_9 | outage_line_1
0.94834 | -2.7769 | 0.68346 | 0.14876 | Gudhjem 10 kV | Scenario_9 | outage_line_1
0.94729 | -3.6236 | 1.6216 | 0.11981 | Olsker 10 kV | Scenario_9 | outage_line_2
0.94206 | -2.0365 | 1.1021 | 5.4587 | Rønne Syd 10 kV | Scenario_9 | outage_line_2
0.94731 | -2.7624 | 0.68346 | 0.14876 | Gudhjem 10 kV | Scenario_9 | outage_line_2
0.94931 | -1.8553 | 0 | 0 | Allinge | Scenario_9 | outage_line_3
0.94909 | -1.7746 | 0 | 0 | Aakirkeby | Scenario_9 | outage_line_3
0.94993 | -2.0282 | 0 | 0 | Osterlars | Scenario_9 | outage_line_3
0.94974 | -2.047 | 0 | 0 | Gudhjem | Scenario_9 | outage_line_3
0.94995 | -1.6438 | 0 | 0 | Viadukten A | Scenario_9 | outage_line_3
0.9493 | -1.6252 | 0 | 0 | Ronne Syd | Scenario_9 | outage_line_3
0.9489 | -1.5939 | 0 | 0 | Vaerket A | Scenario_9 | outage_line_3
0.94995 | -1.6438 | 0 | 0 | Auxiliary bus Viadukten 1 | Scenario_9 | outage_line_3
0.94995 | -1.6438 | 0 | 0 | Auxiliary bus Viadukten 2 | Scenario_9 | outage_line_3
0.94995 | -1.6438 | 0 | 0 | Auxiliary bus Viadukten 3 | Scenario_9 | outage_line_3
0.94647 | -3.6133 | 1.6216 | 0.11981 | Olsker 10 kV | Scenario_9 | outage_line_3
0.94087 | -2.0104 | 1.1021 | 5.4498 | Rønne Syd 10 kV | Scenario_9 | outage_line_3
0.94995 | -1.6438 | 0 | 0 | Auxiliary bus Viadukten 4 | Scenario_9 | outage_line_3
0.94645 | -2.7508 | 0.68346 | 0.14876 | Gudhjem 10 kV | Scenario_9 | outage_line_3
0.9177 | -1.6399 | 0 | 0 | Ronne Nord | Scenario_9 | outage_line_6
0.94297 | -2.1197 | 0 | 0 | Svaneke | Scenario_9 | outage_line_6
0.94181 | -2.0947 | 0 | 0 | Nexo | Scenario_9 | outage_line_6
0.94167 | -2.0442 | 0 | 0 | Bodilsker | Scenario_9 | outage_line_6
0.94119 | -2.0592 | 0 | 0 | Poulsker | Scenario_9 | outage_line_6
0.9285 | -1.8417 | 0 | 0 | Aakirkeby | Scenario_9 | outage_line_6
0.94399 | -2.11 | 0 | 0 | Dalslunde | Scenario_9 | outage_line_6
0.91777 | -1.6409 | 0 | 0 | Viadukten A | Scenario_9 | outage_line_6
0.91794 | -1.643 | 0 | 0 | Ronne Syd | Scenario_9 | outage_line_6
0.91777 | -1.6409 | 0 | 0 | Auxiliary bus Viadukten 1 | Scenario_9 | outage_line_6
0.91777 | -1.6409 | 0 | 0 | Auxiliary bus Viadukten 2 | Scenario_9 | outage_line_6
0.91777 | -1.6409 | 0 | 0 | Auxiliary bus Viadukten 3 | Scenario_9 | outage_line_6
0.90851 | -2.0662 | 1.1021 | 5.2104 | Rønne Syd 10 kV | Scenario_9 | outage_line_6
0.94993 | -1.9711 | 0.69189 | 1.1984 | Viadukten 10 kV | Scenario_9 | outage_line_6
0.91777 | -1.6409 | 0 | 0 | Auxiliary bus Viadukten 4 | Scenario_9 | outage_line_6
0.94747 | -2.8789 | 0.68346 | 0.14876 | Gudhjem 10 kV | Scenario_9 | outage_line_6
0.94572 | -2.0439 | 0 | 0 | Svaneke | Scenario_9 | outage_line_7
0.94462 | -2.0176 | 0 | 0 | Nexo | Scenario_9 | outage_line_7
0.94451 | -1.9668 | 0 | 0 | Bodilsker | Scenario_9 | outage_line_7
0.94403 | -1.9817 | 0 | 0 | Poulsker | Scenario_9 | outage_line_7
0.93234 | -1.7567 | 0 | 0 | Aakirkeby | Scenario_9 | outage_line_7
0.94669 | -2.035 | 0 | 0 | Dalslunde | Scenario_9 | outage_line_7
0.92268 | -1.5487 | 0 | 0 | Viadukten A | Scenario_9 | outage_line_7
0.92279 | -1.5504 | 0 | 0 | Ronne Syd | Scenario_9 | outage_line_7
0.92268 | -1.5487 | 0 | 0 | Auxiliary bus Viadukten 1 | Scenario_9 | outage_line_7
0.92268 | -1.5487 | 0 | 0 | Auxiliary bus Viadukten 2 | Scenario_9 | outage_line_7
0.92268 | -1.5487 | 0 | 0 | Auxiliary bus Viadukten 3 | Scenario_9 | outage_line_7
0.91352 | -1.9675 | 1.1021 | 5.2469 | Rønne Syd 10 kV | Scenario_9 | outage_line_7
0.92268 | -1.5487 | 0 | 0 | Auxiliary bus Viadukten 4 | Scenario_9 | outage_line_7
0.94976 | -2.8116 | 0.68346 | 0.14876 | Gudhjem 10 kV | Scenario_9 | outage_line_7
0.9497 | -1.9103 | 0 | 0 | Nexo | Scenario_9 | outage_line_8
0.94965 | -1.8593 | 0 | 0 | Bodilsker | Scenario_9 | outage_line_8
0.94918 | -1.8742 | 0 | 0 | Poulsker | Scenario_9 | outage_line_8
0.93924 | -1.6469 | 0 | 0 | Aakirkeby | Scenario_9 | outage_line_8
0.93145 | -1.4389 | 0 | 0 | Ronne Syd | Scenario_9 | outage_line_8
0.92246 | -1.8453 | 1.1021 | 5.3126 | Rønne Syd 10 kV | Scenario_9 | outage_line_8
1.0523 | -2.5386 | 2.5666 | 0.90617 | Hasle 10 kV | Scenario_9 | outage_line_19
1.056 | -2.2265 | 2.5666 | 0.90617 | Hasle 10 kV | Scenario_9 | outage_line_20

## Overloaded Lines
line_name | line_loading_percent | Scenario | Outage

## Overloaded Transformers
trafo_name | trafo_loading_percent | Scenario | Outage

## Line Loadings
from_bus | to_bus | from_bus_name | to_bus_name | loading_percent | Scenario | Outage
2 | 19 | Snorrebakken | Vaerket A | 6.4875 | Current_operating_point | outage_line_0
21 | 19 | Vesthavnen | Vaerket A | 8.3252 | Current_operating_point | outage_line_0
22 | 19 | Auxiliary bus Viadukten 1 | Vaerket A | 8.5915 | Current_operating_point | outage_line_0
19 | 18 | Vaerket A | Ronne Syd | 6.8401 | Current_operating_point | outage_line_0
4 | 21 | Ronne Nord | Vesthavnen | 11.6949 | Current_operating_point | outage_line_0
0 | 4 | Hasle A | Ronne Nord | 21.4225 | Current_operating_point | outage_line_0
23 | 4 | Auxiliary bus Viadukten 2 | Ronne Nord | 13.2133 | Current_operating_point | outage_line_0
24 | 18 | Auxiliary bus Viadukten 3 | Ronne Syd | 8.9102 | Current_operating_point | outage_line_0
11 | 18 | Aakirkeby | Ronne Syd | 9.3119 | Current_operating_point | outage_line_0
11 | 9 | Aakirkeby | Bodilsker | 8.5398 | Current_operating_point | outage_line_0
10 | 9 | Poulsker | Bodilsker | 5.5007 | Current_operating_point | outage_line_0
8 | 9 | Nexo | Bodilsker | 10.2246 | Current_operating_point | outage_line_0
12 | 9 | Dalslunde | Bodilsker | 3.3541 | Current_operating_point | outage_line_0
8 | 7 | Nexo | Svaneke | 3.1877 | Current_operating_point | outage_line_0
12 | 7 | Dalslunde | Svaneke | 6.2159 | Current_operating_point | outage_line_0
12 | 13 | Dalslunde | Osterlars | 4.3783 | Current_operating_point | outage_line_0
15 | 13 | Gudhjem | Osterlars | 4.0585 | Current_operating_point | outage_line_0
14 | 13 | Olsker | Osterlars | 7.5597 | Current_operating_point | outage_line_0
14 | 6 | Olsker | Allinge | 5.402 | Current_operating_point | outage_line_0
14 | 0 | Olsker | Hasle A | 12.2627 | Current_operating_point | outage_line_0
5 | 0 | BOR-HAS split 3 | Hasle A | 16.6834 | Current_operating_point | outage_line_0
26 | 25 | BOR HAS split 2 | BOR HAS split 1 | 16.2465 | Current_operating_point | outage_line_0
25 | 27 | BOR HAS split 1 | Borrby | 19.5854 | Current_operating_point | outage_line_0
5 | 26 | BOR-HAS split 3 | BOR HAS split 2 | 16.4928 | Current_operating_point | outage_line_0
21 | 19 | Vesthavnen | Vaerket A | 7.8678 | Current_operating_point | outage_line_1
22 | 19 | Auxiliary bus Viadukten 1 | Vaerket A | 9.5529 | Current_operating_point | outage_line_1
19 | 18 | Vaerket A | Ronne Syd | 7.408 | Current_operating_point | outage_line_1
4 | 21 | Ronne Nord | Vesthavnen | 12.3077 | Current_operating_point | outage_line_1
0 | 4 | Hasle A | Ronne Nord | 22.5971 | Current_operating_point | outage_line_1
23 | 4 | Auxiliary bus Viadukten 2 | Ronne Nord | 13.5976 | Current_operating_point | outage_line_1
24 | 18 | Auxiliary bus Viadukten 3 | Ronne Syd | 8.9405 | Current_operating_point | outage_line_1
11 | 18 | Aakirkeby | Ronne Syd | 9.4527 | Current_operating_point | outage_line_1
11 | 9 | Aakirkeby | Bodilsker | 8.6771 | Current_operating_point | outage_line_1
10 | 9 | Poulsker | Bodilsker | 5.5027 | Current_operating_point | outage_line_1
8 | 9 | Nexo | Bodilsker | 10.2904 | Current_operating_point | outage_line_1
12 | 9 | Dalslunde | Bodilsker | 3.4187 | Current_operating_point | outage_line_1
8 | 7 | Nexo | Svaneke | 3.2177 | Current_operating_point | outage_line_1
12 | 7 | Dalslunde | Svaneke | 6.2244 | Current_operating_point | outage_line_1
12 | 13 | Dalslunde | Osterlars | 4.3704 | Current_operating_point | outage_line_1
15 | 13 | Gudhjem | Osterlars | 4.0564 | Current_operating_point | outage_line_1
14 | 13 | Olsker | Osterlars | 7.4499 | Current_operating_point | outage_line_1
14 | 6 | Olsker | Allinge | 5.4045 | Current_operating_point | outage_line_1
14 | 0 | Olsker | Hasle A | 12.1442 | Current_operating_point | outage_line_1
5 | 0 | BOR-HAS split 3 | Hasle A | 16.2561 | Current_operating_point | outage_line_1
26 | 25 | BOR HAS split 2 | BOR HAS split 1 | 14.777 | Current_operating_point | outage_line_1
25 | 27 | BOR HAS split 1 | Borrby | 17.8067 | Current_operating_point | outage_line_1
5 | 26 | BOR-HAS split 3 | BOR HAS split 2 | 16.0253 | Current_operating_point | outage_line_1
22 | 19 | Auxiliary bus Viadukten 1 | Vaerket A | 13.8463 | Current_operating_point | outage_line_2
19 | 18 | Vaerket A | Ronne Syd | 7.3864 | Current_operating_point | outage_line_2
4 | 21 | Ronne Nord | Vesthavnen | 9.7685 | Current_operating_point | outage_line_2
0 | 4 | Hasle A | Ronne Nord | 22.6628 | Current_operating_point | outage_line_2
23 | 4 | Auxiliary bus Viadukten 2 | Ronne Nord | 21.6332 | Current_operating_point | outage_line_2
24 | 18 | Auxiliary bus Viadukten 3 | Ronne Syd | 10.5616 | Current_operating_point | outage_line_2
11 | 18 | Aakirkeby | Ronne Syd | 9.4286 | Current_operating_point | outage_line_2
11 | 9 | Aakirkeby | Bodilsker | 8.6434 | Current_operating_point | outage_line_2
10 | 9 | Poulsker | Bodilsker | 5.5035 | Current_operating_point | outage_line_2
8 | 9 | Nexo | Bodilsker | 10.2757 | Current_operating_point | outage_line_2
12 | 9 | Dalslunde | Bodilsker | 3.4857 | Current_operating_point | outage_line_2
8 | 7 | Nexo | Svaneke | 3.2448 | Current_operating_point | outage_line_2
12 | 7 | Dalslunde | Svaneke | 6.2712 | Current_operating_point | outage_line_2
12 | 13 | Dalslunde | Osterlars | 4.4877 | Current_operating_point | outage_line_2
15 | 13 | Gudhjem | Osterlars | 4.0557 | Current_operating_point | outage_line_2
14 | 13 | Olsker | Osterlars | 7.5078 | Current_operating_point | outage_line_2
14 | 6 | Olsker | Allinge | 5.4051 | Current_operating_point | outage_line_2
14 | 0 | Olsker | Hasle A | 12.1776 | Current_operating_point | outage_line_2
5 | 0 | BOR-HAS split 3 | Hasle A | 16.3439 | Current_operating_point | outage_line_2
26 | 25 | BOR HAS split 2 | BOR HAS split 1 | 14.7676 | Current_operating_point | outage_line_2
25 | 27 | BOR HAS split 1 | Borrby | 17.7836 | Current_operating_point | outage_line_2
5 | 26 | BOR-HAS split 3 | BOR HAS split 2 | 16.111 | Current_operating_point | outage_line_2
19 | 18 | Vaerket A | Ronne Syd | 27.5367 | Current_operating_point | outage_line_3
4 | 21 | Ronne Nord | Vesthavnen | 9.8029 | Current_operating_point | outage_line_3
0 | 4 | Hasle A | Ronne Nord | 22.4526 | Current_operating_point | outage_line_3
23 | 4 | Auxiliary bus Viadukten 2 | Ronne Nord | 21.4395 | Current_operating_point | outage_line_3
24 | 18 | Auxiliary bus Viadukten 3 | Ronne Syd | 22.9206 | Current_operating_point | outage_line_3
11 | 18 | Aakirkeby | Ronne Syd | 9.4849 | Current_operating_point | outage_line_3
11 | 9 | Aakirkeby | Bodilsker | 8.6881 | Current_operating_point | outage_line_3
10 | 9 | Poulsker | Bodilsker | 5.5037 | Current_operating_point | outage_line_3
8 | 9 | Nexo | Bodilsker | 10.2985 | Current_operating_point | outage_line_3
12 | 9 | Dalslunde | Bodilsker | 3.594 | Current_operating_point | outage_line_3
8 | 7 | Nexo | Svaneke | 3.2972 | Current_operating_point | outage_line_3
12 | 7 | Dalslunde | Svaneke | 6.3147 | Current_operating_point | outage_line_3
12 | 13 | Dalslunde | Osterlars | 4.5944 | Current_operating_point | outage_line_3
15 | 13 | Gudhjem | Osterlars | 4.0556 | Current_operating_point | outage_line_3
14 | 13 | Olsker | Osterlars | 7.4915 | Current_operating_point | outage_line_3
14 | 6 | Olsker | Allinge | 5.4051 | Current_operating_point | outage_line_3
14 | 0 | Olsker | Hasle A | 12.1275 | Current_operating_point | outage_line_3
5 | 0 | BOR-HAS split 3 | Hasle A | 16.3254 | Current_operating_point | outage_line_3
26 | 25 | BOR HAS split 2 | BOR HAS split 1 | 14.7831 | Current_operating_point | outage_line_3
25 | 27 | BOR HAS split 1 | Borrby | 17.8053 | Current_operating_point | outage_line_3
5 | 26 | BOR-HAS split 3 | BOR HAS split 2 | 16.0935 | Current_operating_point | outage_line_3
4 | 21 | Ronne Nord | Vesthavnen | 14.7646 | Current_operating_point | outage_line_4
0 | 4 | Hasle A | Ronne Nord | 12.0625 | Current_operating_point | outage_line_4
23 | 4 | Auxiliary bus Viadukten 2 | Ronne Nord | 11.9577 | Current_operating_point | outage_line_4
24 | 18 | Auxiliary bus Viadukten 3 | Ronne Syd | 11.4948 | Current_operating_point | outage_line_4
11 | 18 | Aakirkeby | Ronne Syd | 8.9909 | Current_operating_point | outage_line_4
11 | 9 | Aakirkeby | Bodilsker | 8.2617 | Current_operating_point | outage_line_4
10 | 9 | Poulsker | Bodilsker | 5.4764 | Current_operating_point | outage_line_4
8 | 9 | Nexo | Bodilsker | 10.089 | Current_operating_point | outage_line_4
12 | 9 | Dalslunde | Bodilsker | 2.9799 | Current_operating_point | outage_line_4
8 | 7 | Nexo | Svaneke | 3.0948 | Current_operating_point | outage_line_4
12 | 7 | Dalslunde | Svaneke | 5.9433 | Current_operating_point | outage_line_4
12 | 13 | Dalslunde | Osterlars | 3.9262 | Current_operating_point | outage_line_4
15 | 13 | Gudhjem | Osterlars | 4.088 | Current_operating_point | outage_line_4
14 | 13 | Olsker | Osterlars | 7.5506 | Current_operating_point | outage_line_4
14 | 6 | Olsker | Allinge | 5.3709 | Current_operating_point | outage_line_4
14 | 0 | Olsker | Hasle A | 12.3193 | Current_operating_point | outage_line_4
5 | 0 | BOR-HAS split 3 | Hasle A | 12.6854 | Current_operating_point | outage_line_4
26 | 25 | BOR HAS split 2 | BOR HAS split 1 | 17.5797 | Current_operating_point | outage_line_4
25 | 27 | BOR HAS split 1 | Borrby | 21.631 | Current_operating_point | outage_line_4
5 | 26 | BOR-HAS split 3 | BOR HAS split 2 | 17.4152 | Current_operating_point | outage_line_4
0 | 4 | Hasle A | Ronne Nord | 13.3089 | Current_operating_point | outage_line_5
23 | 4 | Auxiliary bus Viadukten 2 | Ronne Nord | 11.364 | Current_operating_point | outage_line_5
24 | 18 | Auxiliary bus Viadukten 3 | Ronne Syd | 11.0758 | Current_operating_point | outage_line_5
11 | 18 | Aakirkeby | Ronne Syd | 8.3042 | Current_operating_point | outage_line_5
11 | 9 | Aakirkeby | Bodilsker | 7.6064 | Current_operating_point | outage_line_5
10 | 9 | Poulsker | Bodilsker | 5.4625 | Current_operating_point | outage_line_5
8 | 9 | Nexo | Bodilsker | 9.7697 | Current_operating_point | outage_line_5
12 | 9 | Dalslunde | Bodilsker | 2.634 | Current_operating_point | outage_line_5
8 | 7 | Nexo | Svaneke | 2.951 | Current_operating_point | outage_line_5
12 | 7 | Dalslunde | Svaneke | 5.8455 | Current_operating_point | outage_line_5
12 | 13 | Dalslunde | Osterlars | 3.9771 | Current_operating_point | outage_line_5
15 | 13 | Gudhjem | Osterlars | 4.1081 | Current_operating_point | outage_line_5
14 | 13 | Olsker | Osterlars | 8.0653 | Current_operating_point | outage_line_5
14 | 6 | Olsker | Allinge | 5.3518 | Current_operating_point | outage_line_5
14 | 0 | Olsker | Hasle A | 12.86 | Current_operating_point | outage_line_5
5 | 0 | BOR-HAS split 3 | Hasle A | 19.8275 | Current_operating_point | outage_line_5
26 | 25 | BOR HAS split 2 | BOR HAS split 1 | 27.5253 | Current_operating_point | outage_line_5
25 | 27 | BOR HAS split 1 | Borrby | 33.322 | Current_operating_point | outage_line_5
5 | 26 | BOR-HAS split 3 | BOR HAS split 2 | 27.3469 | Current_operating_point | outage_line_5
23 | 4 | Auxiliary bus Viadukten 2 | Ronne Nord | 3.3247 | Current_operating_point | outage_line_6
24 | 18 | Auxiliary bus Viadukten 3 | Ronne Syd | 5.9139 | Current_operating_point | outage_line_6
11 | 18 | Aakirkeby | Ronne Syd | 3.6405 | Current_operating_point | outage_line_6
11 | 9 | Aakirkeby | Bodilsker | 3.95 | Current_operating_point | outage_line_6
10 | 9 | Poulsker | Bodilsker | 5.4838 | Current_operating_point | outage_line_6
8 | 9 | Nexo | Bodilsker | 4.4665 | Current_operating_point | outage_line_6
12 | 9 | Dalslunde | Bodilsker | 9.1302 | Current_operating_point | outage_line_6
8 | 7 | Nexo | Svaneke | 5.8794 | Current_operating_point | outage_line_6
12 | 7 | Dalslunde | Svaneke | 9.452 | Current_operating_point | outage_line_6
12 | 13 | Dalslunde | Osterlars | 15.0817 | Current_operating_point | outage_line_6
15 | 13 | Gudhjem | Osterlars | 4.0857 | Current_operating_point | outage_line_6
14 | 13 | Olsker | Osterlars | 19.6794 | Current_operating_point | outage_line_6
14 | 6 | Olsker | Allinge | 5.3657 | Current_operating_point | outage_line_6
14 | 0 | Olsker | Hasle A | 24.1749 | Current_operating_point | outage_line_6
5 | 0 | BOR-HAS split 3 | Hasle A | 19.3002 | Current_operating_point | outage_line_6
26 | 25 | BOR HAS split 2 | BOR HAS split 1 | 25.9224 | Current_operating_point | outage_line_6
25 | 27 | BOR HAS split 1 | Borrby | 31.3713 | Current_operating_point | outage_line_6
5 | 26 | BOR-HAS split 3 | BOR HAS split 2 | 25.7568 | Current_operating_point | outage_line_6
24 | 18 | Auxiliary bus Viadukten 3 | Ronne Syd | 2.6013 | Current_operating_point | outage_line_7
11 | 18 | Aakirkeby | Ronne Syd | 4.3816 | Current_operating_point | outage_line_7
11 | 9 | Aakirkeby | Bodilsker | 3.8912 | Current_operating_point | outage_line_7
10 | 9 | Poulsker | Bodilsker | 5.4916 | Current_operating_point | outage_line_7
8 | 9 | Nexo | Bodilsker | 5.633 | Current_operating_point | outage_line_7
12 | 9 | Dalslunde | Bodilsker | 8.8923 | Current_operating_point | outage_line_7
8 | 7 | Nexo | Svaneke | 5.1622 | Current_operating_point | outage_line_7
12 | 7 | Dalslunde | Svaneke | 9.3354 | Current_operating_point | outage_line_7
12 | 13 | Dalslunde | Osterlars | 14.3552 | Current_operating_point | outage_line_7
15 | 13 | Gudhjem | Osterlars | 4.0777 | Current_operating_point | outage_line_7
14 | 13 | Olsker | Osterlars | 18.2818 | Current_operating_point | outage_line_7
14 | 6 | Olsker | Allinge | 5.3718 | Current_operating_point | outage_line_7
14 | 0 | Olsker | Hasle A | 22.4845 | Current_operating_point | outage_line_7
5 | 0 | BOR-HAS split 3 | Hasle A | 18.0483 | Current_operating_point | outage_line_7
26 | 25 | BOR HAS split 2 | BOR HAS split 1 | 24.0353 | Current_operating_point | outage_line_7
25 | 27 | BOR HAS split 1 | Borrby | 29.1345 | Current_operating_point | outage_line_7
5 | 26 | BOR-HAS split 3 | BOR HAS split 2 | 23.8753 | Current_operating_point | outage_line_7
11 | 18 | Aakirkeby | Ronne Syd | 5.9961 | Current_operating_point | outage_line_8
11 | 9 | Aakirkeby | Bodilsker | 5.18 | Current_operating_point | outage_line_8
10 | 9 | Poulsker | Bodilsker | 5.4983 | Current_operating_point | outage_line_8
8 | 9 | Nexo | Bodilsker | 6.5836 | Current_operating_point | outage_line_8
12 | 9 | Dalslunde | Bodilsker | 9.1194 | Current_operating_point | outage_line_8
8 | 7 | Nexo | Svaneke | 5.2098 | Current_operating_point | outage_line_8
12 | 7 | Dalslunde | Svaneke | 9.5571 | Current_operating_point | outage_line_8
12 | 13 | Dalslunde | Osterlars | 14.242 | Current_operating_point | outage_line_8
15 | 13 | Gudhjem | Osterlars | 4.0712 | Current_operating_point | outage_line_8
14 | 13 | Olsker | Osterlars | 17.5326 | Current_operating_point | outage_line_8
14 | 6 | Olsker | Allinge | 5.3769 | Current_operating_point | outage_line_8
14 | 0 | Olsker | Hasle A | 21.3963 | Current_operating_point | outage_line_8
5 | 0 | BOR-HAS split 3 | Hasle A | 17.2152 | Current_operating_point | outage_line_8
26 | 25 | BOR HAS split 2 | BOR HAS split 1 | 22.595 | Current_operating_point | outage_line_8
25 | 27 | BOR HAS split 1 | Borrby | 27.4195 | Current_operating_point | outage_line_8
5 | 26 | BOR-HAS split 3 | BOR HAS split 2 | 22.4405 | Current_operating_point | outage_line_8
11 | 9 | Aakirkeby | Bodilsker | 1.0901 | Current_operating_point | outage_line_9
10 | 9 | Poulsker | Bodilsker | 5.4697 | Current_operating_point | outage_line_9
8 | 9 | Nexo | Bodilsker | 5.8242 | Current_operating_point | outage_line_9
12 | 9 | Dalslunde | Bodilsker | 6.3472 | Current_operating_point | outage_line_9
8 | 7 | Nexo | Svaneke | 4.8387 | Current_operating_point | outage_line_9
12 | 7 | Dalslunde | Svaneke | 8.082 | Current_operating_point | outage_line_9
12 | 13 | Dalslunde | Osterlars | 11.4631 | Current_operating_point | outage_line_9
15 | 13 | Gudhjem | Osterlars | 4.1013 | Current_operating_point | outage_line_9
14 | 13 | Olsker | Osterlars | 16.356 | Current_operating_point | outage_line_9
14 | 6 | Olsker | Allinge | 5.3544 | Current_operating_point | outage_line_9
14 | 0 | Olsker | Hasle A | 21.0496 | Current_operating_point | outage_line_9
5 | 0 | BOR-HAS split 3 | Hasle A | 17.1021 | Current_operating_point | outage_line_9
26 | 25 | BOR HAS split 2 | BOR HAS split 1 | 24.8439 | Current_operating_point | outage_line_9
25 | 27 | BOR HAS split 1 | Borrby | 30.2207 | Current_operating_point | outage_line_9
5 | 26 | BOR-HAS split 3 | BOR HAS split 2 | 24.6609 | Current_operating_point | outage_line_9
10 | 9 | Poulsker | Bodilsker | 5.4722 | Current_operating_point | outage_line_10
8 | 9 | Nexo | Bodilsker | 6.2026 | Current_operating_point | outage_line_10
12 | 9 | Dalslunde | Bodilsker | 6.166 | Current_operating_point | outage_line_10
8 | 7 | Nexo | Svaneke | 4.5024 | Current_operating_point | outage_line_10
12 | 7 | Dalslunde | Svaneke | 7.9236 | Current_operating_point | outage_line_10
12 | 13 | Dalslunde | Osterlars | 11.0322 | Current_operating_point | outage_line_10
15 | 13 | Gudhjem | Osterlars | 4.0983 | Current_operating_point | outage_line_10
14 | 13 | Olsker | Osterlars | 15.6792 | Current_operating_point | outage_line_10
14 | 6 | Olsker | Allinge | 5.3565 | Current_operating_point | outage_line_10
14 | 0 | Olsker | Hasle A | 20.2859 | Current_operating_point | outage_line_10
5 | 0 | BOR-HAS split 3 | Hasle A | 16.5489 | Current_operating_point | outage_line_10
26 | 25 | BOR HAS split 2 | BOR HAS split 1 | 24.0964 | Current_operating_point | outage_line_10
25 | 27 | BOR HAS split 1 | Borrby | 29.34 | Current_operating_point | outage_line_10
5 | 26 | BOR-HAS split 3 | BOR HAS split 2 | 23.9146 | Current_operating_point | outage_line_10
8 | 9 | Nexo | Bodilsker | 7.8458 | Current_operating_point | outage_line_11
12 | 9 | Dalslunde | Bodilsker | 5.6695 | Current_operating_point | outage_line_11
8 | 7 | Nexo | Svaneke | 3.8253 | Current_operating_point | outage_line_11
12 | 7 | Dalslunde | Svaneke | 7.7472 | Current_operating_point | outage_line_11
12 | 13 | Dalslunde | Osterlars | 9.3946 | Current_operating_point | outage_line_11
15 | 13 | Gudhjem | Osterlars | 4.0926 | Current_operating_point | outage_line_11
14 | 13 | Olsker | Osterlars | 12.943 | Current_operating_point | outage_line_11
14 | 6 | Olsker | Allinge | 5.3608 | Current_operating_point | outage_line_11
14 | 0 | Olsker | Hasle A | 17.2039 | Current_operating_point | outage_line_11
5 | 0 | BOR-HAS split 3 | Hasle A | 14.3107 | Current_operating_point | outage_line_11
26 | 25 | BOR HAS split 2 | BOR HAS split 1 | 21.4525 | Current_operating_point | outage_line_11
25 | 27 | BOR HAS split 1 | Borrby | 26.2551 | Current_operating_point | outage_line_11
5 | 26 | BOR-HAS split 3 | BOR HAS split 2 | 21.2706 | Current_operating_point | outage_line_11
12 | 9 | Dalslunde | Bodilsker | 7.4368 | Current_operating_point | outage_line_12
8 | 7 | Nexo | Svaneke | 8.428 | Current_operating_point | outage_line_12
12 | 7 | Dalslunde | Svaneke | 12.007 | Current_operating_point | outage_line_12
12 | 13 | Dalslunde | Osterlars | 9.9034 | Current_operating_point | outage_line_12
15 | 13 | Gudhjem | Osterlars | 4.0878 | Current_operating_point | outage_line_12
14 | 13 | Olsker | Osterlars | 13.0218 | Current_operating_point | outage_line_12
14 | 6 | Olsker | Allinge | 5.3643 | Current_operating_point | outage_line_12
14 | 0 | Olsker | Hasle A | 17.0651 | Current_operating_point | outage_line_12
5 | 0 | BOR-HAS split 3 | Hasle A | 14.1795 | Current_operating_point | outage_line_12
26 | 25 | BOR HAS split 2 | BOR HAS split 1 | 20.8982 | Current_operating_point | outage_line_12
25 | 27 | BOR HAS split 1 | Borrby | 25.5828 | Current_operating_point | outage_line_12
5 | 26 | BOR-HAS split 3 | BOR HAS split 2 | 20.7205 | Current_operating_point | outage_line_12
8 | 7 | Nexo | Svaneke | 8.3615 | Current_operating_point | outage_line_13
12 | 7 | Dalslunde | Svaneke | 11.8358 | Current_operating_point | outage_line_13
12 | 13 | Dalslunde | Osterlars | 8.2619 | Current_operating_point | outage_line_13
15 | 13 | Gudhjem | Osterlars | 4.1249 | Current_operating_point | outage_line_13
14 | 13 | Olsker | Osterlars | 13.8486 | Current_operating_point | outage_line_13
14 | 6 | Olsker | Allinge | 5.3386 | Current_operating_point | outage_line_13
14 | 0 | Olsker | Hasle A | 18.8367 | Current_operating_point | outage_line_13
5 | 0 | BOR-HAS split 3 | Hasle A | 15.5309 | Current_operating_point | outage_line_13
26 | 25 | BOR HAS split 2 | BOR HAS split 1 | 24.9053 | Current_operating_point | outage_line_13
25 | 27 | BOR HAS split 1 | Borrby | 30.4206 | Current_operating_point | outage_line_13
5 | 26 | BOR-HAS split 3 | BOR HAS split 2 | 24.7014 | Current_operating_point | outage_line_13
12 | 7 | Dalslunde | Svaneke | 6.5974 | Current_operating_point | outage_line_14
12 | 13 | Dalslunde | Osterlars | 3.1869 | Current_operating_point | outage_line_14
15 | 13 | Gudhjem | Osterlars | 4.1231 | Current_operating_point | outage_line_14
14 | 13 | Olsker | Osterlars | 8.1485 | Current_operating_point | outage_line_14
14 | 6 | Olsker | Allinge | 5.3399 | Current_operating_point | outage_line_14
14 | 0 | Olsker | Hasle A | 13.0937 | Current_operating_point | outage_line_14
5 | 0 | BOR-HAS split 3 | Hasle A | 11.4443 | Current_operating_point | outage_line_14
26 | 25 | BOR HAS split 2 | BOR HAS split 1 | 21.2005 | Current_operating_point | outage_line_14
25 | 27 | BOR HAS split 1 | Borrby | 26.1525 | Current_operating_point | outage_line_14
5 | 26 | BOR-HAS split 3 | BOR HAS split 2 | 20.9873 | Current_operating_point | outage_line_14
12 | 13 | Dalslunde | Osterlars | 0.22357 | Current_operating_point | outage_line_15
15 | 13 | Gudhjem | Osterlars | 4.1362 | Current_operating_point | outage_line_15
14 | 13 | Olsker | Osterlars | 5.9939 | Current_operating_point | outage_line_15
14 | 6 | Olsker | Allinge | 5.3318 | Current_operating_point | outage_line_15
14 | 0 | Olsker | Hasle A | 11.0385 | Current_operating_point | outage_line_15
5 | 0 | BOR-HAS split 3 | Hasle A | 9.9265 | Current_operating_point | outage_line_15
26 | 25 | BOR HAS split 2 | BOR HAS split 1 | 20.8296 | Current_operating_point | outage_line_15
25 | 27 | BOR HAS split 1 | Borrby | 25.7917 | Current_operating_point | outage_line_15
5 | 26 | BOR-HAS split 3 | BOR HAS split 2 | 20.6045 | Current_operating_point | outage_line_15
15 | 13 | Gudhjem | Osterlars | 4.1351 | Current_operating_point | outage_line_16
14 | 13 | Olsker | Osterlars | 5.8384 | Current_operating_point | outage_line_16
14 | 6 | Olsker | Allinge | 5.3324 | Current_operating_point | outage_line_16
14 | 0 | Olsker | Hasle A | 10.888 | Current_operating_point | outage_line_16
5 | 0 | BOR-HAS split 3 | Hasle A | 9.8258 | Current_operating_point | outage_line_16
26 | 25 | BOR HAS split 2 | BOR HAS split 1 | 20.6785 | Current_operating_point | outage_line_16
25 | 27 | BOR HAS split 1 | Borrby | 25.6134 | Current_operating_point | outage_line_16
5 | 26 | BOR-HAS split 3 | BOR HAS split 2 | 20.4537 | Current_operating_point | outage_line_16
14 | 13 | Olsker | Osterlars | 3.2821 | Current_operating_point | outage_line_17
14 | 6 | Olsker | Allinge | 5.3377 | Current_operating_point | outage_line_17
14 | 0 | Olsker | Hasle A | 8.2837 | Current_operating_point | outage_line_17
5 | 0 | BOR-HAS split 3 | Hasle A | 8.0089 | Current_operating_point | outage_line_17
26 | 25 | BOR HAS split 2 | BOR HAS split 1 | 18.6502 | Current_operating_point | outage_line_17
25 | 27 | BOR HAS split 1 | Borrby | 23.2484 | Current_operating_point | outage_line_17
5 | 26 | BOR-HAS split 3 | BOR HAS split 2 | 18.4248 | Current_operating_point | outage_line_17
14 | 6 | Olsker | Allinge | 5.3369 | Current_operating_point | outage_line_18
14 | 0 | Olsker | Hasle A | 5.0607 | Current_operating_point | outage_line_18
5 | 0 | BOR-HAS split 3 | Hasle A | 5.6939 | Current_operating_point | outage_line_18
26 | 25 | BOR HAS split 2 | BOR HAS split 1 | 17.0028 | Current_operating_point | outage_line_18
25 | 27 | BOR HAS split 1 | Borrby | 21.3678 | Current_operating_point | outage_line_18
5 | 26 | BOR-HAS split 3 | BOR HAS split 2 | 16.7702 | Current_operating_point | outage_line_18
14 | 0 | Olsker | Hasle A | 2.6073 | Current_operating_point | outage_line_19
5 | 0 | BOR-HAS split 3 | Hasle A | 3.8164 | Current_operating_point | outage_line_19
26 | 25 | BOR HAS split 2 | BOR HAS split 1 | 14.3413 | Current_operating_point | outage_line_19
25 | 27 | BOR HAS split 1 | Borrby | 18.2594 | Current_operating_point | outage_line_19
5 | 26 | BOR-HAS split 3 | BOR HAS split 2 | 14.1088 | Current_operating_point | outage_line_19
5 | 0 | BOR-HAS split 3 | Hasle A | 2.1219 | Current_operating_point | outage_line_20
26 | 25 | BOR HAS split 2 | BOR HAS split 1 | 14.1112 | Current_operating_point | outage_line_20
25 | 27 | BOR HAS split 1 | Borrby | 18.0288 | Current_operating_point | outage_line_20
5 | 26 | BOR-HAS split 3 | BOR HAS split 2 | 13.8721 | Current_operating_point | outage_line_20
26 | 25 | BOR HAS split 2 | BOR HAS split 1 | 12.9472 | Current_operating_point | outage_line_21
25 | 27 | BOR HAS split 1 | Borrby | 16.6806 | Current_operating_point | outage_line_21
5 | 26 | BOR-HAS split 3 | BOR HAS split 2 | 12.7062 | Current_operating_point | outage_line_21
25 | 27 | BOR HAS split 1 | Borrby | 1.5266 | Current_operating_point | outage_line_22
5 | 26 | BOR-HAS split 3 | BOR HAS split 2 |  | Current_operating_point | outage_line_22
2 | 19 | Snorrebakken | Vaerket A | 5.0871 | Scenario_0 | outage_line_0
21 | 19 | Vesthavnen | Vaerket A | 9.1422 | Scenario_0 | outage_line_0
22 | 19 | Auxiliary bus Viadukten 1 | Vaerket A | 2.2971 | Scenario_0 | outage_line_0
19 | 18 | Vaerket A | Ronne Syd | 7.5561 | Scenario_0 | outage_line_0
4 | 21 | Ronne Nord | Vesthavnen | 7.5783 | Scenario_0 | outage_line_0
0 | 4 | Hasle A | Ronne Nord | 23.5474 | Scenario_0 | outage_line_0
23 | 4 | Auxiliary bus Viadukten 2 | Ronne Nord | 14.7214 | Scenario_0 | outage_line_0
24 | 18 | Auxiliary bus Viadukten 3 | Ronne Syd | 11.6034 | Scenario_0 | outage_line_0
11 | 18 | Aakirkeby | Ronne Syd | 8.7345 | Scenario_0 | outage_line_0
11 | 9 | Aakirkeby | Bodilsker | 8.0338 | Scenario_0 | outage_line_0
10 | 9 | Poulsker | Bodilsker | 4.0608 | Scenario_0 | outage_line_0
8 | 9 | Nexo | Bodilsker | 9.6993 | Scenario_0 | outage_line_0
12 | 9 | Dalslunde | Bodilsker | 2.5977 | Scenario_0 | outage_line_0
8 | 7 | Nexo | Svaneke | 2.9332 | Scenario_0 | outage_line_0
12 | 7 | Dalslunde | Svaneke | 5.8319 | Scenario_0 | outage_line_0
12 | 13 | Dalslunde | Osterlars | 3.656 | Scenario_0 | outage_line_0
15 | 13 | Gudhjem | Osterlars | 3.2851 | Scenario_0 | outage_line_0
14 | 13 | Olsker | Osterlars | 7.7058 | Scenario_0 | outage_line_0
14 | 6 | Olsker | Allinge | 4.7329 | Scenario_0 | outage_line_0
14 | 0 | Olsker | Hasle A | 12.3413 | Scenario_0 | outage_line_0
5 | 0 | BOR-HAS split 3 | Hasle A | 22.5036 | Scenario_0 | outage_line_0
26 | 25 | BOR HAS split 2 | BOR HAS split 1 | 16.9194 | Scenario_0 | outage_line_0
25 | 27 | BOR HAS split 1 | Borrby | 19.7264 | Scenario_0 | outage_line_0
5 | 26 | BOR-HAS split 3 | BOR HAS split 2 | 22.2021 | Scenario_0 | outage_line_0
21 | 19 | Vesthavnen | Vaerket A | 8.3387 | Scenario_0 | outage_line_1
22 | 19 | Auxiliary bus Viadukten 1 | Vaerket A | 2.9758 | Scenario_0 | outage_line_1
19 | 18 | Vaerket A | Ronne Syd | 7.6991 | Scenario_0 | outage_line_1
4 | 21 | Ronne Nord | Vesthavnen | 7.9685 | Scenario_0 | outage_line_1
0 | 4 | Hasle A | Ronne Nord | 23.8274 | Scenario_0 | outage_line_1
23 | 4 | Auxiliary bus Viadukten 2 | Ronne Nord | 14.5943 | Scenario_0 | outage_line_1
24 | 18 | Auxiliary bus Viadukten 3 | Ronne Syd | 11.636 | Scenario_0 | outage_line_1
11 | 18 | Aakirkeby | Ronne Syd | 8.8483 | Scenario_0 | outage_line_1
11 | 9 | Aakirkeby | Bodilsker | 8.1537 | Scenario_0 | outage_line_1
10 | 9 | Poulsker | Bodilsker | 4.0598 | Scenario_0 | outage_line_1
8 | 9 | Nexo | Bodilsker | 9.7591 | Scenario_0 | outage_line_1
12 | 9 | Dalslunde | Bodilsker | 2.6366 | Scenario_0 | outage_line_1
8 | 7 | Nexo | Svaneke | 2.9582 | Scenario_0 | outage_line_1
12 | 7 | Dalslunde | Svaneke | 5.8139 | Scenario_0 | outage_line_1
12 | 13 | Dalslunde | Osterlars | 3.5848 | Scenario_0 | outage_line_1
15 | 13 | Gudhjem | Osterlars | 3.2854 | Scenario_0 | outage_line_1
14 | 13 | Olsker | Osterlars | 7.597 | Scenario_0 | outage_line_1
14 | 6 | Olsker | Allinge | 4.732 | Scenario_0 | outage_line_1
14 | 0 | Olsker | Hasle A | 12.2332 | Scenario_0 | outage_line_1
5 | 0 | BOR-HAS split 3 | Hasle A | 22.0124 | Scenario_0 | outage_line_1
26 | 25 | BOR HAS split 2 | BOR HAS split 1 | 15.706 | Scenario_0 | outage_line_1
25 | 27 | BOR HAS split 1 | Borrby | 18.2941 | Scenario_0 | outage_line_1
5 | 26 | BOR-HAS split 3 | BOR HAS split 2 | 21.6888 | Scenario_0 | outage_line_1
22 | 19 | Auxiliary bus Viadukten 1 | Vaerket A | 8.5695 | Scenario_0 | outage_line_2
19 | 18 | Vaerket A | Ronne Syd | 4.9567 | Scenario_0 | outage_line_2
4 | 21 | Ronne Nord | Vesthavnen | 5.7902 | Scenario_0 | outage_line_2
0 | 4 | Hasle A | Ronne Nord | 24.2831 | Scenario_0 | outage_line_2
23 | 4 | Auxiliary bus Viadukten 2 | Ronne Nord | 23.7675 | Scenario_0 | outage_line_2
24 | 18 | Auxiliary bus Viadukten 3 | Ronne Syd | 13.4032 | Scenario_0 | outage_line_2
11 | 18 | Aakirkeby | Ronne Syd | 8.7894 | Scenario_0 | outage_line_2
11 | 9 | Aakirkeby | Bodilsker | 8.109 | Scenario_0 | outage_line_2
10 | 9 | Poulsker | Bodilsker | 4.066 | Scenario_0 | outage_line_2
8 | 9 | Nexo | Bodilsker | 9.7496 | Scenario_0 | outage_line_2
12 | 9 | Dalslunde | Bodilsker | 2.7283 | Scenario_0 | outage_line_2
8 | 7 | Nexo | Svaneke | 2.994 | Scenario_0 | outage_line_2
12 | 7 | Dalslunde | Svaneke | 5.8759 | Scenario_0 | outage_line_2
12 | 13 | Dalslunde | Osterlars | 3.7233 | Scenario_0 | outage_line_2
15 | 13 | Gudhjem | Osterlars | 3.2832 | Scenario_0 | outage_line_2
14 | 13 | Olsker | Osterlars | 7.705 | Scenario_0 | outage_line_2
14 | 6 | Olsker | Allinge | 4.7379 | Scenario_0 | outage_line_2
14 | 0 | Olsker | Hasle A | 12.3508 | Scenario_0 | outage_line_2
5 | 0 | BOR-HAS split 3 | Hasle A | 22.3664 | Scenario_0 | outage_line_2
26 | 25 | BOR HAS split 2 | BOR HAS split 1 | 15.8807 | Scenario_0 | outage_line_2
25 | 27 | BOR HAS split 1 | Borrby | 18.4916 | Scenario_0 | outage_line_2
5 | 26 | BOR-HAS split 3 | BOR HAS split 2 | 22.0399 | Scenario_0 | outage_line_2
19 | 18 | Vaerket A | Ronne Syd | 13.1374 | Scenario_0 | outage_line_3
4 | 21 | Ronne Nord | Vesthavnen | 5.6782 | Scenario_0 | outage_line_3
0 | 4 | Hasle A | Ronne Nord | 24.5983 | Scenario_0 | outage_line_3
23 | 4 | Auxiliary bus Viadukten 2 | Ronne Nord | 24.2374 | Scenario_0 | outage_line_3
24 | 18 | Auxiliary bus Viadukten 3 | Ronne Syd | 22.5759 | Scenario_0 | outage_line_3
11 | 18 | Aakirkeby | Ronne Syd | 8.7771 | Scenario_0 | outage_line_3
11 | 9 | Aakirkeby | Bodilsker | 8.1106 | Scenario_0 | outage_line_3
10 | 9 | Poulsker | Bodilsker | 4.0706 | Scenario_0 | outage_line_3
8 | 9 | Nexo | Bodilsker | 9.7604 | Scenario_0 | outage_line_3
12 | 9 | Dalslunde | Bodilsker | 2.817 | Scenario_0 | outage_line_3
8 | 7 | Nexo | Svaneke | 3.0321 | Scenario_0 | outage_line_3
12 | 7 | Dalslunde | Svaneke | 5.9214 | Scenario_0 | outage_line_3
12 | 13 | Dalslunde | Osterlars | 3.8179 | Scenario_0 | outage_line_3
15 | 13 | Gudhjem | Osterlars | 3.2817 | Scenario_0 | outage_line_3
14 | 13 | Olsker | Osterlars | 7.762 | Scenario_0 | outage_line_3
14 | 6 | Olsker | Allinge | 4.7422 | Scenario_0 | outage_line_3
14 | 0 | Olsker | Hasle A | 12.4148 | Scenario_0 | outage_line_3
5 | 0 | BOR-HAS split 3 | Hasle A | 22.6243 | Scenario_0 | outage_line_3
26 | 25 | BOR HAS split 2 | BOR HAS split 1 | 16.0132 | Scenario_0 | outage_line_3
25 | 27 | BOR HAS split 1 | Borrby | 18.6417 | Scenario_0 | outage_line_3
5 | 26 | BOR-HAS split 3 | BOR HAS split 2 | 22.2958 | Scenario_0 | outage_line_3
4 | 21 | Ronne Nord | Vesthavnen | 7.1597 | Scenario_0 | outage_line_4
0 | 4 | Hasle A | Ronne Nord | 20.2002 | Scenario_0 | outage_line_4
23 | 4 | Auxiliary bus Viadukten 2 | Ronne Nord | 18.5178 | Scenario_0 | outage_line_4
24 | 18 | Auxiliary bus Viadukten 3 | Ronne Syd | 16.8585 | Scenario_0 | outage_line_4
11 | 18 | Aakirkeby | Ronne Syd | 8.6925 | Scenario_0 | outage_line_4
11 | 9 | Aakirkeby | Bodilsker | 7.9967 | Scenario_0 | outage_line_4
10 | 9 | Poulsker | Bodilsker | 4.0304 | Scenario_0 | outage_line_4
8 | 9 | Nexo | Bodilsker | 9.678 | Scenario_0 | outage_line_4
12 | 9 | Dalslunde | Bodilsker | 2.5651 | Scenario_0 | outage_line_4
8 | 7 | Nexo | Svaneke | 2.9509 | Scenario_0 | outage_line_4
12 | 7 | Dalslunde | Svaneke | 5.7636 | Scenario_0 | outage_line_4
12 | 13 | Dalslunde | Osterlars | 3.5632 | Scenario_0 | outage_line_4
15 | 13 | Gudhjem | Osterlars | 3.2968 | Scenario_0 | outage_line_4
14 | 13 | Olsker | Osterlars | 7.5971 | Scenario_0 | outage_line_4
14 | 6 | Olsker | Allinge | 4.6989 | Scenario_0 | outage_line_4
14 | 0 | Olsker | Hasle A | 12.1888 | Scenario_0 | outage_line_4
5 | 0 | BOR-HAS split 3 | Hasle A | 19.9501 | Scenario_0 | outage_line_4
26 | 25 | BOR HAS split 2 | BOR HAS split 1 | 14.8897 | Scenario_0 | outage_line_4
25 | 27 | BOR HAS split 1 | Borrby | 17.4051 | Scenario_0 | outage_line_4
5 | 26 | BOR-HAS split 3 | BOR HAS split 2 | 19.6476 | Scenario_0 | outage_line_4
0 | 4 | Hasle A | Ronne Nord | 20.5046 | Scenario_0 | outage_line_5
23 | 4 | Auxiliary bus Viadukten 2 | Ronne Nord | 18.3791 | Scenario_0 | outage_line_5
24 | 18 | Auxiliary bus Viadukten 3 | Ronne Syd | 16.7166 | Scenario_0 | outage_line_5
11 | 18 | Aakirkeby | Ronne Syd | 8.3996 | Scenario_0 | outage_line_5
11 | 9 | Aakirkeby | Bodilsker | 7.6893 | Scenario_0 | outage_line_5
10 | 9 | Poulsker | Bodilsker | 4.0346 | Scenario_0 | outage_line_5
8 | 9 | Nexo | Bodilsker | 9.523 | Scenario_0 | outage_line_5
12 | 9 | Dalslunde | Bodilsker | 2.4778 | Scenario_0 | outage_line_5
8 | 7 | Nexo | Svaneke | 2.8868 | Scenario_0 | outage_line_5
12 | 7 | Dalslunde | Svaneke | 5.8159 | Scenario_0 | outage_line_5
12 | 13 | Dalslunde | Osterlars | 3.7701 | Scenario_0 | outage_line_5
15 | 13 | Gudhjem | Osterlars | 3.2953 | Scenario_0 | outage_line_5
14 | 13 | Olsker | Osterlars | 7.891 | Scenario_0 | outage_line_5
14 | 6 | Olsker | Allinge | 4.7028 | Scenario_0 | outage_line_5
14 | 0 | Olsker | Hasle A | 12.4818 | Scenario_0 | outage_line_5
5 | 0 | BOR-HAS split 3 | Hasle A | 22.1844 | Scenario_0 | outage_line_5
26 | 25 | BOR HAS split 2 | BOR HAS split 1 | 19.2602 | Scenario_0 | outage_line_5
25 | 27 | BOR HAS split 1 | Borrby | 22.678 | Scenario_0 | outage_line_5
5 | 26 | BOR-HAS split 3 | BOR HAS split 2 | 21.9593 | Scenario_0 | outage_line_5
23 | 4 | Auxiliary bus Viadukten 2 | Ronne Nord | 3.0375 | Scenario_0 | outage_line_6
24 | 18 | Auxiliary bus Viadukten 3 | Ronne Syd | 4.8573 | Scenario_0 | outage_line_6
11 | 18 | Aakirkeby | Ronne Syd | 13.836 | Scenario_0 | outage_line_6
11 | 9 | Aakirkeby | Bodilsker | 14.9776 | Scenario_0 | outage_line_6
10 | 9 | Poulsker | Bodilsker | 4.2541 | Scenario_0 | outage_line_6
8 | 9 | Nexo | Bodilsker | 9.1166 | Scenario_0 | outage_line_6
12 | 9 | Dalslunde | Bodilsker | 16.6 | Scenario_0 | outage_line_6
8 | 7 | Nexo | Svaneke | 9.1997 | Scenario_0 | outage_line_6
12 | 7 | Dalslunde | Svaneke | 13.4216 | Scenario_0 | outage_line_6
12 | 13 | Dalslunde | Osterlars | 23.345 | Scenario_0 | outage_line_6
15 | 13 | Gudhjem | Osterlars | 3.2437 | Scenario_0 | outage_line_6
14 | 13 | Olsker | Osterlars | 26.7128 | Scenario_0 | outage_line_6
14 | 6 | Olsker | Allinge | 4.7854 | Scenario_0 | outage_line_6
14 | 0 | Olsker | Hasle A | 31.1907 | Scenario_0 | outage_line_6
5 | 0 | BOR-HAS split 3 | Hasle A | 24.3931 | Scenario_0 | outage_line_6
26 | 25 | BOR HAS split 2 | BOR HAS split 1 | 20.0122 | Scenario_0 | outage_line_6
25 | 27 | BOR HAS split 1 | Borrby | 23.3583 | Scenario_0 | outage_line_6
5 | 26 | BOR-HAS split 3 | BOR HAS split 2 | 24.1357 | Scenario_0 | outage_line_6
24 | 18 | Auxiliary bus Viadukten 3 | Ronne Syd | 2.4262 | Scenario_0 | outage_line_7
11 | 18 | Aakirkeby | Ronne Syd | 11.844 | Scenario_0 | outage_line_7
11 | 9 | Aakirkeby | Bodilsker | 12.942 | Scenario_0 | outage_line_7
10 | 9 | Poulsker | Bodilsker | 4.2077 | Scenario_0 | outage_line_7
8 | 9 | Nexo | Bodilsker | 8.7229 | Scenario_0 | outage_line_7
12 | 9 | Dalslunde | Bodilsker | 14.8606 | Scenario_0 | outage_line_7
8 | 7 | Nexo | Svaneke | 8.3853 | Scenario_0 | outage_line_7
12 | 7 | Dalslunde | Svaneke | 12.4848 | Scenario_0 | outage_line_7
12 | 13 | Dalslunde | Osterlars | 20.9792 | Scenario_0 | outage_line_7
15 | 13 | Gudhjem | Osterlars | 3.2555 | Scenario_0 | outage_line_7
14 | 13 | Olsker | Osterlars | 24.342 | Scenario_0 | outage_line_7
14 | 6 | Olsker | Allinge | 4.7554 | Scenario_0 | outage_line_7
14 | 0 | Olsker | Hasle A | 28.8088 | Scenario_0 | outage_line_7
5 | 0 | BOR-HAS split 3 | Hasle A | 22.6984 | Scenario_0 | outage_line_7
26 | 25 | BOR HAS split 2 | BOR HAS split 1 | 18.8546 | Scenario_0 | outage_line_7
25 | 27 | BOR HAS split 1 | Borrby | 22.0868 | Scenario_0 | outage_line_7
5 | 26 | BOR-HAS split 3 | BOR HAS split 2 | 22.4484 | Scenario_0 | outage_line_7
11 | 18 | Aakirkeby | Ronne Syd | 10.4181 | Scenario_0 | outage_line_8
11 | 9 | Aakirkeby | Bodilsker | 11.4715 | Scenario_0 | outage_line_8
10 | 9 | Poulsker | Bodilsker | 4.1735 | Scenario_0 | outage_line_8
8 | 9 | Nexo | Bodilsker | 8.5107 | Scenario_0 | outage_line_8
12 | 9 | Dalslunde | Bodilsker | 13.5547 | Scenario_0 | outage_line_8
8 | 7 | Nexo | Svaneke | 7.78 | Scenario_0 | outage_line_8
12 | 7 | Dalslunde | Svaneke | 11.7804 | Scenario_0 | outage_line_8
12 | 13 | Dalslunde | Osterlars | 19.1956 | Scenario_0 | outage_line_8
15 | 13 | Gudhjem | Osterlars | 3.2646 | Scenario_0 | outage_line_8
14 | 13 | Olsker | Osterlars | 22.5545 | Scenario_0 | outage_line_8
14 | 6 | Olsker | Allinge | 4.7332 | Scenario_0 | outage_line_8
14 | 0 | Olsker | Hasle A | 27.013 | Scenario_0 | outage_line_8
5 | 0 | BOR-HAS split 3 | Hasle A | 21.4206 | Scenario_0 | outage_line_8
26 | 25 | BOR HAS split 2 | BOR HAS split 1 | 18.0394 | Scenario_0 | outage_line_8
25 | 27 | BOR HAS split 1 | Borrby | 21.2264 | Scenario_0 | outage_line_8
5 | 26 | BOR-HAS split 3 | BOR HAS split 2 | 21.1765 | Scenario_0 | outage_line_8
11 | 9 | Aakirkeby | Bodilsker | 1.2835 | Scenario_0 | outage_line_9
10 | 9 | Poulsker | Bodilsker | 3.9918 | Scenario_0 | outage_line_9
8 | 9 | Nexo | Bodilsker | 5.9238 | Scenario_0 | outage_line_9
12 | 9 | Dalslunde | Bodilsker | 7.0436 | Scenario_0 | outage_line_9
8 | 7 | Nexo | Svaneke | 4.2228 | Scenario_0 | outage_line_9
12 | 7 | Dalslunde | Svaneke | 8.301 | Scenario_0 | outage_line_9
12 | 13 | Dalslunde | Osterlars | 11.7478 | Scenario_0 | outage_line_9
15 | 13 | Gudhjem | Osterlars | 3.321 | Scenario_0 | outage_line_9
14 | 13 | Olsker | Osterlars | 16.0336 | Scenario_0 | outage_line_9
14 | 6 | Olsker | Allinge | 4.6109 | Scenario_0 | outage_line_9
14 | 0 | Olsker | Hasle A | 20.4935 | Scenario_0 | outage_line_9
5 | 0 | BOR-HAS split 3 | Hasle A | 16.7796 | Scenario_0 | outage_line_9
26 | 25 | BOR HAS split 2 | BOR HAS split 1 | 18.7248 | Scenario_0 | outage_line_9
25 | 27 | BOR HAS split 1 | Borrby | 22.6572 | Scenario_0 | outage_line_9
5 | 26 | BOR-HAS split 3 | BOR HAS split 2 | 18.6104 | Scenario_0 | outage_line_9
10 | 9 | Poulsker | Bodilsker | 3.9716 | Scenario_0 | outage_line_10
8 | 9 | Nexo | Bodilsker | 6.0311 | Scenario_0 | outage_line_10
12 | 9 | Dalslunde | Bodilsker | 6.2838 | Scenario_0 | outage_line_10
8 | 7 | Nexo | Svaneke | 4.0948 | Scenario_0 | outage_line_10
12 | 7 | Dalslunde | Svaneke | 7.8704 | Scenario_0 | outage_line_10
12 | 13 | Dalslunde | Osterlars | 10.8666 | Scenario_0 | outage_line_10
15 | 13 | Gudhjem | Osterlars | 3.3281 | Scenario_0 | outage_line_10
14 | 13 | Olsker | Osterlars | 15.2033 | Scenario_0 | outage_line_10
14 | 6 | Olsker | Allinge | 4.5972 | Scenario_0 | outage_line_10
14 | 0 | Olsker | Hasle A | 19.617 | Scenario_0 | outage_line_10
5 | 0 | BOR-HAS split 3 | Hasle A | 16.1386 | Scenario_0 | outage_line_10
26 | 25 | BOR HAS split 2 | BOR HAS split 1 | 18.6723 | Scenario_0 | outage_line_10
25 | 27 | BOR HAS split 1 | Borrby | 22.6578 | Scenario_0 | outage_line_10
5 | 26 | BOR-HAS split 3 | BOR HAS split 2 | 18.548 | Scenario_0 | outage_line_10
8 | 9 | Nexo | Bodilsker | 7.2819 | Scenario_0 | outage_line_11
12 | 9 | Dalslunde | Bodilsker | 4.9769 | Scenario_0 | outage_line_11
8 | 7 | Nexo | Svaneke | 3.5558 | Scenario_0 | outage_line_11
12 | 7 | Dalslunde | Svaneke | 7.28 | Scenario_0 | outage_line_11
12 | 13 | Dalslunde | Osterlars | 8.6344 | Scenario_0 | outage_line_11
15 | 13 | Gudhjem | Osterlars | 3.3327 | Scenario_0 | outage_line_11
14 | 13 | Olsker | Osterlars | 12.8185 | Scenario_0 | outage_line_11
14 | 6 | Olsker | Allinge | 4.5886 | Scenario_0 | outage_line_11
14 | 0 | Olsker | Hasle A | 17.263 | Scenario_0 | outage_line_11
5 | 0 | BOR-HAS split 3 | Hasle A | 14.4747 | Scenario_0 | outage_line_11
26 | 25 | BOR HAS split 2 | BOR HAS split 1 | 16.9278 | Scenario_0 | outage_line_11
25 | 27 | BOR HAS split 1 | Borrby | 20.6697 | Scenario_0 | outage_line_11
5 | 26 | BOR-HAS split 3 | BOR HAS split 2 | 16.7962 | Scenario_0 | outage_line_11
12 | 9 | Dalslunde | Bodilsker | 6.0997 | Scenario_0 | outage_line_12
8 | 7 | Nexo | Svaneke | 7.9833 | Scenario_0 | outage_line_12
12 | 7 | Dalslunde | Svaneke | 11.6045 | Scenario_0 | outage_line_12
12 | 13 | Dalslunde | Osterlars | 9.0672 | Scenario_0 | outage_line_12
15 | 13 | Gudhjem | Osterlars | 3.3273 | Scenario_0 | outage_line_12
14 | 13 | Olsker | Osterlars | 13.1134 | Scenario_0 | outage_line_12
14 | 6 | Olsker | Allinge | 4.599 | Scenario_0 | outage_line_12
14 | 0 | Olsker | Hasle A | 17.5889 | Scenario_0 | outage_line_12
5 | 0 | BOR-HAS split 3 | Hasle A | 14.719 | Scenario_0 | outage_line_12
26 | 25 | BOR HAS split 2 | BOR HAS split 1 | 16.5451 | Scenario_0 | outage_line_12
25 | 27 | BOR HAS split 1 | Borrby | 20.1739 | Scenario_0 | outage_line_12
5 | 26 | BOR-HAS split 3 | BOR HAS split 2 | 16.4216 | Scenario_0 | outage_line_12
8 | 7 | Nexo | Svaneke | 7.9219 | Scenario_0 | outage_line_13
12 | 7 | Dalslunde | Svaneke | 11.4497 | Scenario_0 | outage_line_13
12 | 13 | Dalslunde | Osterlars | 7.9837 | Scenario_0 | outage_line_13
15 | 13 | Gudhjem | Osterlars | 3.3618 | Scenario_0 | outage_line_13
14 | 13 | Olsker | Osterlars | 12.3221 | Scenario_0 | outage_line_13
14 | 6 | Olsker | Allinge | 4.5351 | Scenario_0 | outage_line_13
14 | 0 | Olsker | Hasle A | 16.2321 | Scenario_0 | outage_line_13
5 | 0 | BOR-HAS split 3 | Hasle A | 13.5787 | Scenario_0 | outage_line_13
26 | 25 | BOR HAS split 2 | BOR HAS split 1 | 19.0351 | Scenario_0 | outage_line_13
25 | 27 | BOR HAS split 1 | Borrby | 23.3393 | Scenario_0 | outage_line_13
5 | 26 | BOR-HAS split 3 | BOR HAS split 2 | 18.8688 | Scenario_0 | outage_line_13
12 | 7 | Dalslunde | Svaneke | 6.3539 | Scenario_0 | outage_line_14
12 | 13 | Dalslunde | Osterlars | 3.0613 | Scenario_0 | outage_line_14
15 | 13 | Gudhjem | Osterlars | 3.362 | Scenario_0 | outage_line_14
14 | 13 | Olsker | Osterlars | 7.3529 | Scenario_0 | outage_line_14
14 | 6 | Olsker | Allinge | 4.5355 | Scenario_0 | outage_line_14
14 | 0 | Olsker | Hasle A | 11.6513 | Scenario_0 | outage_line_14
5 | 0 | BOR-HAS split 3 | Hasle A | 10.4322 | Scenario_0 | outage_line_14
26 | 25 | BOR HAS split 2 | BOR HAS split 1 | 15.3118 | Scenario_0 | outage_line_14
25 | 27 | BOR HAS split 1 | Borrby | 19.0569 | Scenario_0 | outage_line_14
5 | 26 | BOR-HAS split 3 | BOR HAS split 2 | 15.1357 | Scenario_0 | outage_line_14
12 | 13 | Dalslunde | Osterlars | 0.21831 | Scenario_0 | outage_line_15
15 | 13 | Gudhjem | Osterlars | 3.3761 | Scenario_0 | outage_line_15
14 | 13 | Olsker | Osterlars | 4.4007 | Scenario_0 | outage_line_15
14 | 6 | Olsker | Allinge | 4.5114 | Scenario_0 | outage_line_15
14 | 0 | Olsker | Hasle A | 8.5449 | Scenario_0 | outage_line_15
5 | 0 | BOR-HAS split 3 | Hasle A | 8.1986 | Scenario_0 | outage_line_15
26 | 25 | BOR HAS split 2 | BOR HAS split 1 | 14.4523 | Scenario_0 | outage_line_15
25 | 27 | BOR HAS split 1 | Borrby | 18.1828 | Scenario_0 | outage_line_15
5 | 26 | BOR-HAS split 3 | BOR HAS split 2 | 14.2547 | Scenario_0 | outage_line_15
15 | 13 | Gudhjem | Osterlars | 3.3748 | Scenario_0 | outage_line_16
14 | 13 | Olsker | Osterlars | 4.3692 | Scenario_0 | outage_line_16
14 | 6 | Olsker | Allinge | 4.5135 | Scenario_0 | outage_line_16
14 | 0 | Olsker | Hasle A | 8.5724 | Scenario_0 | outage_line_16
5 | 0 | BOR-HAS split 3 | Hasle A | 8.2283 | Scenario_0 | outage_line_16
26 | 25 | BOR HAS split 2 | BOR HAS split 1 | 14.3195 | Scenario_0 | outage_line_16
25 | 27 | BOR HAS split 1 | Borrby | 18.0223 | Scenario_0 | outage_line_16
5 | 26 | BOR-HAS split 3 | BOR HAS split 2 | 14.1228 | Scenario_0 | outage_line_16
14 | 13 | Olsker | Osterlars | 3.4182 | Scenario_0 | outage_line_17
14 | 6 | Olsker | Allinge | 4.524 | Scenario_0 | outage_line_17
14 | 0 | Olsker | Hasle A | 7.7637 | Scenario_0 | outage_line_17
5 | 0 | BOR-HAS split 3 | Hasle A | 7.6914 | Scenario_0 | outage_line_17
26 | 25 | BOR HAS split 2 | BOR HAS split 1 | 12.6533 | Scenario_0 | outage_line_17
25 | 27 | BOR HAS split 1 | Borrby | 16.0775 | Scenario_0 | outage_line_17
5 | 26 | BOR-HAS split 3 | BOR HAS split 2 | 12.4569 | Scenario_0 | outage_line_17
14 | 6 | Olsker | Allinge | 4.4945 | Scenario_0 | outage_line_18
14 | 0 | Olsker | Hasle A | 4.4396 | Scenario_0 | outage_line_18
5 | 0 | BOR-HAS split 3 | Hasle A | 5.314 | Scenario_0 | outage_line_18
26 | 25 | BOR HAS split 2 | BOR HAS split 1 | 12.5351 | Scenario_0 | outage_line_18
25 | 27 | BOR HAS split 1 | Borrby | 16.0749 | Scenario_0 | outage_line_18
5 | 26 | BOR-HAS split 3 | BOR HAS split 2 | 12.3155 | Scenario_0 | outage_line_18
14 | 0 | Olsker | Hasle A | 2.6683 | Scenario_0 | outage_line_19
5 | 0 | BOR-HAS split 3 | Hasle A | 4.0199 | Scenario_0 | outage_line_19
26 | 25 | BOR HAS split 2 | BOR HAS split 1 | 13.0377 | Scenario_0 | outage_line_19
25 | 27 | BOR HAS split 1 | Borrby | 16.7166 | Scenario_0 | outage_line_19
5 | 26 | BOR-HAS split 3 | BOR HAS split 2 | 12.8087 | Scenario_0 | outage_line_19
5 | 0 | BOR-HAS split 3 | Hasle A | 2.1762 | Scenario_0 | outage_line_20
26 | 25 | BOR HAS split 2 | BOR HAS split 1 | 12.7415 | Scenario_0 | outage_line_20
25 | 27 | BOR HAS split 1 | Borrby | 16.42 | Scenario_0 | outage_line_20
5 | 26 | BOR-HAS split 3 | BOR HAS split 2 | 12.5039 | Scenario_0 | outage_line_20
26 | 25 | BOR HAS split 2 | BOR HAS split 1 | 12.9472 | Scenario_0 | outage_line_21
25 | 27 | BOR HAS split 1 | Borrby | 16.6806 | Scenario_0 | outage_line_21
5 | 26 | BOR-HAS split 3 | BOR HAS split 2 | 12.7062 | Scenario_0 | outage_line_21
25 | 27 | BOR HAS split 1 | Borrby | 1.5266 | Scenario_0 | outage_line_22
5 | 26 | BOR-HAS split 3 | BOR HAS split 2 |  | Scenario_0 | outage_line_22
2 | 19 | Snorrebakken | Vaerket A | 5.4962 | Scenario_1 | outage_line_0
21 | 19 | Vesthavnen | Vaerket A | 9.1901 | Scenario_1 | outage_line_0
22 | 19 | Auxiliary bus Viadukten 1 | Vaerket A | 2.3536 | Scenario_1 | outage_line_0
19 | 18 | Vaerket A | Ronne Syd | 7.2898 | Scenario_1 | outage_line_0
4 | 21 | Ronne Nord | Vesthavnen | 7.5554 | Scenario_1 | outage_line_0
0 | 4 | Hasle A | Ronne Nord | 23.2797 | Scenario_1 | outage_line_0
23 | 4 | Auxiliary bus Viadukten 2 | Ronne Nord | 14.5934 | Scenario_1 | outage_line_0
24 | 18 | Auxiliary bus Viadukten 3 | Ronne Syd | 11.2881 | Scenario_1 | outage_line_0
11 | 18 | Aakirkeby | Ronne Syd | 8.4499 | Scenario_1 | outage_line_0
11 | 9 | Aakirkeby | Bodilsker | 7.7199 | Scenario_1 | outage_line_0
10 | 9 | Poulsker | Bodilsker | 4.056 | Scenario_1 | outage_line_0
8 | 9 | Nexo | Bodilsker | 9.4819 | Scenario_1 | outage_line_0
12 | 9 | Dalslunde | Bodilsker | 2.2313 | Scenario_1 | outage_line_0
8 | 7 | Nexo | Svaneke | 2.8626 | Scenario_1 | outage_line_0
12 | 7 | Dalslunde | Svaneke | 5.3327 | Scenario_1 | outage_line_0
12 | 13 | Dalslunde | Osterlars | 3.0365 | Scenario_1 | outage_line_0
15 | 13 | Gudhjem | Osterlars | 3.2855 | Scenario_1 | outage_line_0
14 | 13 | Olsker | Osterlars | 7.2901 | Scenario_1 | outage_line_0
14 | 6 | Olsker | Allinge | 5.5359 | Scenario_1 | outage_line_0
14 | 0 | Olsker | Hasle A | 12.3407 | Scenario_1 | outage_line_0
5 | 0 | BOR-HAS split 3 | Hasle A | 22.5022 | Scenario_1 | outage_line_0
26 | 25 | BOR HAS split 2 | BOR HAS split 1 | 17.0918 | Scenario_1 | outage_line_0
25 | 27 | BOR HAS split 1 | Borrby | 19.932 | Scenario_1 | outage_line_0
5 | 26 | BOR-HAS split 3 | BOR HAS split 2 | 22.2054 | Scenario_1 | outage_line_0
21 | 19 | Vesthavnen | Vaerket A | 8.2254 | Scenario_1 | outage_line_1
22 | 19 | Auxiliary bus Viadukten 1 | Vaerket A | 3.0147 | Scenario_1 | outage_line_1
19 | 18 | Vaerket A | Ronne Syd | 7.4742 | Scenario_1 | outage_line_1
4 | 21 | Ronne Nord | Vesthavnen | 7.9481 | Scenario_1 | outage_line_1
0 | 4 | Hasle A | Ronne Nord | 23.4584 | Scenario_1 | outage_line_1
23 | 4 | Auxiliary bus Viadukten 2 | Ronne Nord | 14.3667 | Scenario_1 | outage_line_1
24 | 18 | Auxiliary bus Viadukten 3 | Ronne Syd | 11.3051 | Scenario_1 | outage_line_1
11 | 18 | Aakirkeby | Ronne Syd | 8.5746 | Scenario_1 | outage_line_1
11 | 9 | Aakirkeby | Bodilsker | 7.8507 | Scenario_1 | outage_line_1
10 | 9 | Poulsker | Bodilsker | 4.0539 | Scenario_1 | outage_line_1
8 | 9 | Nexo | Bodilsker | 9.545 | Scenario_1 | outage_line_1
12 | 9 | Dalslunde | Bodilsker | 2.2747 | Scenario_1 | outage_line_1
8 | 7 | Nexo | Svaneke | 2.8893 | Scenario_1 | outage_line_1
12 | 7 | Dalslunde | Svaneke | 5.3088 | Scenario_1 | outage_line_1
12 | 13 | Dalslunde | Osterlars | 2.9431 | Scenario_1 | outage_line_1
15 | 13 | Gudhjem | Osterlars | 3.2863 | Scenario_1 | outage_line_1
14 | 13 | Olsker | Osterlars | 7.1639 | Scenario_1 | outage_line_1
14 | 6 | Olsker | Allinge | 5.5335 | Scenario_1 | outage_line_1
14 | 0 | Olsker | Hasle A | 12.2171 | Scenario_1 | outage_line_1
5 | 0 | BOR-HAS split 3 | Hasle A | 21.8803 | Scenario_1 | outage_line_1
26 | 25 | BOR HAS split 2 | BOR HAS split 1 | 15.7325 | Scenario_1 | outage_line_1
25 | 27 | BOR HAS split 1 | Borrby | 18.3297 | Scenario_1 | outage_line_1
5 | 26 | BOR-HAS split 3 | BOR HAS split 2 | 21.5602 | Scenario_1 | outage_line_1
22 | 19 | Auxiliary bus Viadukten 1 | Vaerket A | 8.4731 | Scenario_1 | outage_line_2
19 | 18 | Vaerket A | Ronne Syd | 4.769 | Scenario_1 | outage_line_2
4 | 21 | Ronne Nord | Vesthavnen | 5.9555 | Scenario_1 | outage_line_2
0 | 4 | Hasle A | Ronne Nord | 23.9158 | Scenario_1 | outage_line_2
23 | 4 | Auxiliary bus Viadukten 2 | Ronne Nord | 23.4004 | Scenario_1 | outage_line_2
24 | 18 | Auxiliary bus Viadukten 3 | Ronne Syd | 13.0464 | Scenario_1 | outage_line_2
11 | 18 | Aakirkeby | Ronne Syd | 8.5224 | Scenario_1 | outage_line_2
11 | 9 | Aakirkeby | Bodilsker | 7.8183 | Scenario_1 | outage_line_2
10 | 9 | Poulsker | Bodilsker | 4.06 | Scenario_1 | outage_line_2
8 | 9 | Nexo | Bodilsker | 9.5346 | Scenario_1 | outage_line_2
12 | 9 | Dalslunde | Bodilsker | 2.3602 | Scenario_1 | outage_line_2
8 | 7 | Nexo | Svaneke | 2.9234 | Scenario_1 | outage_line_2
12 | 7 | Dalslunde | Svaneke | 5.3691 | Scenario_1 | outage_line_2
12 | 13 | Dalslunde | Osterlars | 3.0727 | Scenario_1 | outage_line_2
15 | 13 | Gudhjem | Osterlars | 3.2841 | Scenario_1 | outage_line_2
14 | 13 | Olsker | Osterlars | 7.2623 | Scenario_1 | outage_line_2
14 | 6 | Olsker | Allinge | 5.5404 | Scenario_1 | outage_line_2
14 | 0 | Olsker | Hasle A | 12.3332 | Scenario_1 | outage_line_2
5 | 0 | BOR-HAS split 3 | Hasle A | 22.2315 | Scenario_1 | outage_line_2
26 | 25 | BOR HAS split 2 | BOR HAS split 1 | 15.9005 | Scenario_1 | outage_line_2
25 | 27 | BOR HAS split 1 | Borrby | 18.5194 | Scenario_1 | outage_line_2
5 | 26 | BOR-HAS split 3 | BOR HAS split 2 | 21.9085 | Scenario_1 | outage_line_2
19 | 18 | Vaerket A | Ronne Syd | 13.148 | Scenario_1 | outage_line_3
4 | 21 | Ronne Nord | Vesthavnen | 5.8402 | Scenario_1 | outage_line_3
0 | 4 | Hasle A | Ronne Nord | 24.232 | Scenario_1 | outage_line_3
23 | 4 | Auxiliary bus Viadukten 2 | Ronne Nord | 23.8683 | Scenario_1 | outage_line_3
24 | 18 | Auxiliary bus Viadukten 3 | Ronne Syd | 22.1015 | Scenario_1 | outage_line_3
11 | 18 | Aakirkeby | Ronne Syd | 8.5173 | Scenario_1 | outage_line_3
11 | 9 | Aakirkeby | Bodilsker | 7.8319 | Scenario_1 | outage_line_3
10 | 9 | Poulsker | Bodilsker | 4.0645 | Scenario_1 | outage_line_3
8 | 9 | Nexo | Bodilsker | 9.5451 | Scenario_1 | outage_line_3
12 | 9 | Dalslunde | Bodilsker | 2.4464 | Scenario_1 | outage_line_3
8 | 7 | Nexo | Svaneke | 2.9607 | Scenario_1 | outage_line_3
12 | 7 | Dalslunde | Svaneke | 5.4132 | Scenario_1 | outage_line_3
12 | 13 | Dalslunde | Osterlars | 3.1577 | Scenario_1 | outage_line_3
15 | 13 | Gudhjem | Osterlars | 3.2825 | Scenario_1 | outage_line_3
14 | 13 | Olsker | Osterlars | 7.3098 | Scenario_1 | outage_line_3
14 | 6 | Olsker | Allinge | 5.5455 | Scenario_1 | outage_line_3
14 | 0 | Olsker | Hasle A | 12.3953 | Scenario_1 | outage_line_3
5 | 0 | BOR-HAS split 3 | Hasle A | 22.4876 | Scenario_1 | outage_line_3
26 | 25 | BOR HAS split 2 | BOR HAS split 1 | 16.0278 | Scenario_1 | outage_line_3
25 | 27 | BOR HAS split 1 | Borrby | 18.6634 | Scenario_1 | outage_line_3
5 | 26 | BOR-HAS split 3 | BOR HAS split 2 | 22.1624 | Scenario_1 | outage_line_3
4 | 21 | Ronne Nord | Vesthavnen | 7.3271 | Scenario_1 | outage_line_4
0 | 4 | Hasle A | Ronne Nord | 19.8228 | Scenario_1 | outage_line_4
23 | 4 | Auxiliary bus Viadukten 2 | Ronne Nord | 18.1331 | Scenario_1 | outage_line_4
24 | 18 | Auxiliary bus Viadukten 3 | Ronne Syd | 16.3753 | Scenario_1 | outage_line_4
11 | 18 | Aakirkeby | Ronne Syd | 8.4206 | Scenario_1 | outage_line_4
11 | 9 | Aakirkeby | Bodilsker | 7.6945 | Scenario_1 | outage_line_4
10 | 9 | Poulsker | Bodilsker | 4.0243 | Scenario_1 | outage_line_4
8 | 9 | Nexo | Bodilsker | 9.4669 | Scenario_1 | outage_line_4
12 | 9 | Dalslunde | Bodilsker | 2.1991 | Scenario_1 | outage_line_4
8 | 7 | Nexo | Svaneke | 2.881 | Scenario_1 | outage_line_4
12 | 7 | Dalslunde | Svaneke | 5.2617 | Scenario_1 | outage_line_4
12 | 13 | Dalslunde | Osterlars | 2.9376 | Scenario_1 | outage_line_4
15 | 13 | Gudhjem | Osterlars | 3.2978 | Scenario_1 | outage_line_4
14 | 13 | Olsker | Osterlars | 7.1755 | Scenario_1 | outage_line_4
14 | 6 | Olsker | Allinge | 5.494 | Scenario_1 | outage_line_4
14 | 0 | Olsker | Hasle A | 12.1706 | Scenario_1 | outage_line_4
5 | 0 | BOR-HAS split 3 | Hasle A | 19.8063 | Scenario_1 | outage_line_4
26 | 25 | BOR HAS split 2 | BOR HAS split 1 | 14.9181 | Scenario_1 | outage_line_4
25 | 27 | BOR HAS split 1 | Borrby | 17.4699 | Scenario_1 | outage_line_4
5 | 26 | BOR-HAS split 3 | BOR HAS split 2 | 19.5076 | Scenario_1 | outage_line_4
0 | 4 | Hasle A | Ronne Nord | 20.0334 | Scenario_1 | outage_line_5
23 | 4 | Auxiliary bus Viadukten 2 | Ronne Nord | 17.9889 | Scenario_1 | outage_line_5
24 | 18 | Auxiliary bus Viadukten 3 | Ronne Syd | 16.2276 | Scenario_1 | outage_line_5
11 | 18 | Aakirkeby | Ronne Syd | 8.1103 | Scenario_1 | outage_line_5
11 | 9 | Aakirkeby | Bodilsker | 7.3661 | Scenario_1 | outage_line_5
10 | 9 | Poulsker | Bodilsker | 4.0276 | Scenario_1 | outage_line_5
8 | 9 | Nexo | Bodilsker | 9.3073 | Scenario_1 | outage_line_5
12 | 9 | Dalslunde | Bodilsker | 2.0927 | Scenario_1 | outage_line_5
8 | 7 | Nexo | Svaneke | 2.813 | Scenario_1 | outage_line_5
12 | 7 | Dalslunde | Svaneke | 5.3145 | Scenario_1 | outage_line_5
12 | 13 | Dalslunde | Osterlars | 3.1749 | Scenario_1 | outage_line_5
15 | 13 | Gudhjem | Osterlars | 3.2967 | Scenario_1 | outage_line_5
14 | 13 | Olsker | Osterlars | 7.4837 | Scenario_1 | outage_line_5
14 | 6 | Olsker | Allinge | 5.4974 | Scenario_1 | outage_line_5
14 | 0 | Olsker | Hasle A | 12.4666 | Scenario_1 | outage_line_5
5 | 0 | BOR-HAS split 3 | Hasle A | 22.0824 | Scenario_1 | outage_line_5
26 | 25 | BOR HAS split 2 | BOR HAS split 1 | 19.3984 | Scenario_1 | outage_line_5
25 | 27 | BOR HAS split 1 | Borrby | 22.8681 | Scenario_1 | outage_line_5
5 | 26 | BOR-HAS split 3 | BOR HAS split 2 | 21.8641 | Scenario_1 | outage_line_5
23 | 4 | Auxiliary bus Viadukten 2 | Ronne Nord | 2.9421 | Scenario_1 | outage_line_6
24 | 18 | Auxiliary bus Viadukten 3 | Ronne Syd | 4.865 | Scenario_1 | outage_line_6
11 | 18 | Aakirkeby | Ronne Syd | 14.0431 | Scenario_1 | outage_line_6
11 | 9 | Aakirkeby | Bodilsker | 15.4859 | Scenario_1 | outage_line_6
10 | 9 | Poulsker | Bodilsker | 4.2403 | Scenario_1 | outage_line_6
8 | 9 | Nexo | Bodilsker | 8.8697 | Scenario_1 | outage_line_6
12 | 9 | Dalslunde | Bodilsker | 15.8431 | Scenario_1 | outage_line_6
8 | 7 | Nexo | Svaneke | 8.9263 | Scenario_1 | outage_line_6
12 | 7 | Dalslunde | Svaneke | 12.7092 | Scenario_1 | outage_line_6
12 | 13 | Dalslunde | Osterlars | 22.1529 | Scenario_1 | outage_line_6
15 | 13 | Gudhjem | Osterlars | 3.2458 | Scenario_1 | outage_line_6
14 | 13 | Olsker | Osterlars | 25.6037 | Scenario_1 | outage_line_6
14 | 6 | Olsker | Allinge | 5.5928 | Scenario_1 | outage_line_6
14 | 0 | Olsker | Hasle A | 30.6616 | Scenario_1 | outage_line_6
5 | 0 | BOR-HAS split 3 | Hasle A | 24.2047 | Scenario_1 | outage_line_6
26 | 25 | BOR HAS split 2 | BOR HAS split 1 | 20.05 | Scenario_1 | outage_line_6
25 | 27 | BOR HAS split 1 | Borrby | 23.4083 | Scenario_1 | outage_line_6
5 | 26 | BOR-HAS split 3 | BOR HAS split 2 | 23.9532 | Scenario_1 | outage_line_6
24 | 18 | Auxiliary bus Viadukten 3 | Ronne Syd | 2.5313 | Scenario_1 | outage_line_7
11 | 18 | Aakirkeby | Ronne Syd | 12.1283 | Scenario_1 | outage_line_7
11 | 9 | Aakirkeby | Bodilsker | 13.5223 | Scenario_1 | outage_line_7
10 | 9 | Poulsker | Bodilsker | 4.1963 | Scenario_1 | outage_line_7
8 | 9 | Nexo | Bodilsker | 8.4907 | Scenario_1 | outage_line_7
12 | 9 | Dalslunde | Bodilsker | 14.1789 | Scenario_1 | outage_line_7
8 | 7 | Nexo | Svaneke | 8.1468 | Scenario_1 | outage_line_7
12 | 7 | Dalslunde | Svaneke | 11.818 | Scenario_1 | outage_line_7
12 | 13 | Dalslunde | Osterlars | 19.8969 | Scenario_1 | outage_line_7
15 | 13 | Gudhjem | Osterlars | 3.2572 | Scenario_1 | outage_line_7
14 | 13 | Olsker | Osterlars | 23.3495 | Scenario_1 | outage_line_7
14 | 6 | Olsker | Allinge | 5.5589 | Scenario_1 | outage_line_7
14 | 0 | Olsker | Hasle A | 28.3892 | Scenario_1 | outage_line_7
5 | 0 | BOR-HAS split 3 | Hasle A | 22.5877 | Scenario_1 | outage_line_7
26 | 25 | BOR HAS split 2 | BOR HAS split 1 | 18.9667 | Scenario_1 | outage_line_7
25 | 27 | BOR HAS split 1 | Borrby | 22.2463 | Scenario_1 | outage_line_7
5 | 26 | BOR-HAS split 3 | BOR HAS split 2 | 22.3437 | Scenario_1 | outage_line_7
11 | 18 | Aakirkeby | Ronne Syd | 10.6092 | Scenario_1 | outage_line_8
11 | 9 | Aakirkeby | Bodilsker | 11.9499 | Scenario_1 | outage_line_8
10 | 9 | Poulsker | Bodilsker | 4.1606 | Scenario_1 | outage_line_8
8 | 9 | Nexo | Bodilsker | 8.2568 | Scenario_1 | outage_line_8
12 | 9 | Dalslunde | Bodilsker | 12.8042 | Scenario_1 | outage_line_8
8 | 7 | Nexo | Svaneke | 7.5082 | Scenario_1 | outage_line_8
12 | 7 | Dalslunde | Svaneke | 11.0815 | Scenario_1 | outage_line_8
12 | 13 | Dalslunde | Osterlars | 18.0302 | Scenario_1 | outage_line_8
15 | 13 | Gudhjem | Osterlars | 3.267 | Scenario_1 | outage_line_8
14 | 13 | Olsker | Osterlars | 21.4887 | Scenario_1 | outage_line_8
14 | 6 | Olsker | Allinge | 5.5312 | Scenario_1 | outage_line_8
14 | 0 | Olsker | Hasle A | 26.514 | Scenario_1 | outage_line_8
5 | 0 | BOR-HAS split 3 | Hasle A | 21.2535 | Scenario_1 | outage_line_8
26 | 25 | BOR HAS split 2 | BOR HAS split 1 | 18.1408 | Scenario_1 | outage_line_8
25 | 27 | BOR HAS split 1 | Borrby | 21.3793 | Scenario_1 | outage_line_8
5 | 26 | BOR-HAS split 3 | BOR HAS split 2 | 21.0165 | Scenario_1 | outage_line_8
11 | 9 | Aakirkeby | Bodilsker | 1.5671 | Scenario_1 | outage_line_9
10 | 9 | Poulsker | Bodilsker | 3.9774 | Scenario_1 | outage_line_9
8 | 9 | Nexo | Bodilsker | 5.7046 | Scenario_1 | outage_line_9
12 | 9 | Dalslunde | Bodilsker | 6.4231 | Scenario_1 | outage_line_9
8 | 7 | Nexo | Svaneke | 4.2104 | Scenario_1 | outage_line_9
12 | 7 | Dalslunde | Svaneke | 7.6492 | Scenario_1 | outage_line_9
12 | 13 | Dalslunde | Osterlars | 10.9408 | Scenario_1 | outage_line_9
15 | 13 | Gudhjem | Osterlars | 3.3249 | Scenario_1 | outage_line_9
14 | 13 | Olsker | Osterlars | 15.3328 | Scenario_1 | outage_line_9
14 | 6 | Olsker | Allinge | 5.3845 | Scenario_1 | outage_line_9
14 | 0 | Olsker | Hasle A | 20.1256 | Scenario_1 | outage_line_9
5 | 0 | BOR-HAS split 3 | Hasle A | 16.6821 | Scenario_1 | outage_line_9
26 | 25 | BOR HAS split 2 | BOR HAS split 1 | 19.0113 | Scenario_1 | outage_line_9
25 | 27 | BOR HAS split 1 | Borrby | 23.023 | Scenario_1 | outage_line_9
5 | 26 | BOR-HAS split 3 | BOR HAS split 2 | 18.8918 | Scenario_1 | outage_line_9
10 | 9 | Poulsker | Bodilsker | 3.9525 | Scenario_1 | outage_line_10
8 | 9 | Nexo | Bodilsker | 5.8537 | Scenario_1 | outage_line_10
12 | 9 | Dalslunde | Bodilsker | 5.5509 | Scenario_1 | outage_line_10
8 | 7 | Nexo | Svaneke | 4.1098 | Scenario_1 | outage_line_10
12 | 7 | Dalslunde | Svaneke | 7.2975 | Scenario_1 | outage_line_10
12 | 13 | Dalslunde | Osterlars | 9.983 | Scenario_1 | outage_line_10
15 | 13 | Gudhjem | Osterlars | 3.3338 | Scenario_1 | outage_line_10
14 | 13 | Olsker | Osterlars | 14.4168 | Scenario_1 | outage_line_10
14 | 6 | Olsker | Allinge | 5.3643 | Scenario_1 | outage_line_10
14 | 0 | Olsker | Hasle A | 19.0985 | Scenario_1 | outage_line_10
5 | 0 | BOR-HAS split 3 | Hasle A | 15.9215 | Scenario_1 | outage_line_10
26 | 25 | BOR HAS split 2 | BOR HAS split 1 | 18.9977 | Scenario_1 | outage_line_10
25 | 27 | BOR HAS split 1 | Borrby | 23.0819 | Scenario_1 | outage_line_10
5 | 26 | BOR-HAS split 3 | BOR HAS split 2 | 18.8661 | Scenario_1 | outage_line_10
8 | 9 | Nexo | Bodilsker | 7.1033 | Scenario_1 | outage_line_11
12 | 9 | Dalslunde | Bodilsker | 4.0615 | Scenario_1 | outage_line_11
8 | 7 | Nexo | Svaneke | 3.1444 | Scenario_1 | outage_line_11
12 | 7 | Dalslunde | Svaneke | 6.5002 | Scenario_1 | outage_line_11
12 | 13 | Dalslunde | Osterlars | 7.5839 | Scenario_1 | outage_line_11
15 | 13 | Gudhjem | Osterlars | 3.3384 | Scenario_1 | outage_line_11
14 | 13 | Olsker | Osterlars | 11.9387 | Scenario_1 | outage_line_11
14 | 6 | Olsker | Allinge | 5.3544 | Scenario_1 | outage_line_11
14 | 0 | Olsker | Hasle A | 16.6951 | Scenario_1 | outage_line_11
5 | 0 | BOR-HAS split 3 | Hasle A | 14.2292 | Scenario_1 | outage_line_11
26 | 25 | BOR HAS split 2 | BOR HAS split 1 | 17.271 | Scenario_1 | outage_line_11
25 | 27 | BOR HAS split 1 | Borrby | 21.1155 | Scenario_1 | outage_line_11
5 | 26 | BOR-HAS split 3 | BOR HAS split 2 | 17.1319 | Scenario_1 | outage_line_11
12 | 9 | Dalslunde | Bodilsker | 4.8235 | Scenario_1 | outage_line_12
8 | 7 | Nexo | Svaneke | 7.8039 | Scenario_1 | outage_line_12
12 | 7 | Dalslunde | Svaneke | 11.1954 | Scenario_1 | outage_line_12
12 | 13 | Dalslunde | Osterlars | 7.8669 | Scenario_1 | outage_line_12
15 | 13 | Gudhjem | Osterlars | 3.333 | Scenario_1 | outage_line_12
14 | 13 | Olsker | Osterlars | 12.1151 | Scenario_1 | outage_line_12
14 | 6 | Olsker | Allinge | 5.3667 | Scenario_1 | outage_line_12
14 | 0 | Olsker | Hasle A | 16.9592 | Scenario_1 | outage_line_12
5 | 0 | BOR-HAS split 3 | Hasle A | 14.4376 | Scenario_1 | outage_line_12
26 | 25 | BOR HAS split 2 | BOR HAS split 1 | 16.8598 | Scenario_1 | outage_line_12
25 | 27 | BOR HAS split 1 | Borrby | 20.5897 | Scenario_1 | outage_line_12
5 | 26 | BOR-HAS split 3 | BOR HAS split 2 | 16.7282 | Scenario_1 | outage_line_12
8 | 7 | Nexo | Svaneke | 7.7627 | Scenario_1 | outage_line_13
12 | 7 | Dalslunde | Svaneke | 11.0959 | Scenario_1 | outage_line_13
12 | 13 | Dalslunde | Osterlars | 7.747 | Scenario_1 | outage_line_13
15 | 13 | Gudhjem | Osterlars | 3.3596 | Scenario_1 | outage_line_13
14 | 13 | Olsker | Osterlars | 12.0801 | Scenario_1 | outage_line_13
14 | 6 | Olsker | Allinge | 5.3087 | Scenario_1 | outage_line_13
14 | 0 | Olsker | Hasle A | 16.2227 | Scenario_1 | outage_line_13
5 | 0 | BOR-HAS split 3 | Hasle A | 13.7451 | Scenario_1 | outage_line_13
26 | 25 | BOR HAS split 2 | BOR HAS split 1 | 18.975 | Scenario_1 | outage_line_13
25 | 27 | BOR HAS split 1 | Borrby | 23.2511 | Scenario_1 | outage_line_13
5 | 26 | BOR-HAS split 3 | BOR HAS split 2 | 18.8117 | Scenario_1 | outage_line_13
12 | 7 | Dalslunde | Svaneke | 5.9579 | Scenario_1 | outage_line_14
12 | 13 | Dalslunde | Osterlars | 2.84 | Scenario_1 | outage_line_14
15 | 13 | Gudhjem | Osterlars | 3.3591 | Scenario_1 | outage_line_14
14 | 13 | Olsker | Osterlars | 7.1921 | Scenario_1 | outage_line_14
14 | 6 | Olsker | Allinge | 5.3105 | Scenario_1 | outage_line_14
14 | 0 | Olsker | Hasle A | 11.847 | Scenario_1 | outage_line_14
5 | 0 | BOR-HAS split 3 | Hasle A | 10.7567 | Scenario_1 | outage_line_14
26 | 25 | BOR HAS split 2 | BOR HAS split 1 | 15.2909 | Scenario_1 | outage_line_14
25 | 27 | BOR HAS split 1 | Borrby | 19.0061 | Scenario_1 | outage_line_14
5 | 26 | BOR-HAS split 3 | BOR HAS split 2 | 15.1192 | Scenario_1 | outage_line_14
12 | 13 | Dalslunde | Osterlars | 0.21789 | Scenario_1 | outage_line_15
15 | 13 | Gudhjem | Osterlars | 3.3715 | Scenario_1 | outage_line_15
14 | 13 | Olsker | Osterlars | 4.4247 | Scenario_1 | outage_line_15
14 | 6 | Olsker | Allinge | 5.2854 | Scenario_1 | outage_line_15
14 | 0 | Olsker | Hasle A | 8.9475 | Scenario_1 | outage_line_15
5 | 0 | BOR-HAS split 3 | Hasle A | 8.681 | Scenario_1 | outage_line_15
26 | 25 | BOR HAS split 2 | BOR HAS split 1 | 14.3334 | Scenario_1 | outage_line_15
25 | 27 | BOR HAS split 1 | Borrby | 18.0087 | Scenario_1 | outage_line_15
5 | 26 | BOR-HAS split 3 | BOR HAS split 2 | 14.1417 | Scenario_1 | outage_line_15
15 | 13 | Gudhjem | Osterlars | 3.3703 | Scenario_1 | outage_line_16
14 | 13 | Olsker | Osterlars | 4.3944 | Scenario_1 | outage_line_16
14 | 6 | Olsker | Allinge | 5.2879 | Scenario_1 | outage_line_16
14 | 0 | Olsker | Hasle A | 8.9863 | Scenario_1 | outage_line_16
5 | 0 | BOR-HAS split 3 | Hasle A | 8.717 | Scenario_1 | outage_line_16
26 | 25 | BOR HAS split 2 | BOR HAS split 1 | 14.2047 | Scenario_1 | outage_line_16
25 | 27 | BOR HAS split 1 | Borrby | 17.8525 | Scenario_1 | outage_line_16
5 | 26 | BOR-HAS split 3 | BOR HAS split 2 | 14.0141 | Scenario_1 | outage_line_16
14 | 13 | Olsker | Osterlars | 3.4482 | Scenario_1 | outage_line_17
14 | 6 | Olsker | Allinge | 5.3003 | Scenario_1 | outage_line_17
14 | 0 | Olsker | Hasle A | 8.2765 | Scenario_1 | outage_line_17
5 | 0 | BOR-HAS split 3 | Hasle A | 8.2334 | Scenario_1 | outage_line_17
26 | 25 | BOR HAS split 2 | BOR HAS split 1 | 12.543 | Scenario_1 | outage_line_17
25 | 27 | BOR HAS split 1 | Borrby | 15.9088 | Scenario_1 | outage_line_17
5 | 26 | BOR-HAS split 3 | BOR HAS split 2 | 12.3535 | Scenario_1 | outage_line_17
14 | 6 | Olsker | Allinge | 5.2648 | Scenario_1 | outage_line_18
14 | 0 | Olsker | Hasle A | 4.9134 | Scenario_1 | outage_line_18
5 | 0 | BOR-HAS split 3 | Hasle A | 5.8265 | Scenario_1 | outage_line_18
26 | 25 | BOR HAS split 2 | BOR HAS split 1 | 12.3177 | Scenario_1 | outage_line_18
25 | 27 | BOR HAS split 1 | Borrby | 15.7947 | Scenario_1 | outage_line_18
5 | 26 | BOR-HAS split 3 | BOR HAS split 2 | 12.1027 | Scenario_1 | outage_line_18
14 | 0 | Olsker | Hasle A | 2.7209 | Scenario_1 | outage_line_19
5 | 0 | BOR-HAS split 3 | Hasle A | 4.2325 | Scenario_1 | outage_line_19
26 | 25 | BOR HAS split 2 | BOR HAS split 1 | 13.0304 | Scenario_1 | outage_line_19
25 | 27 | BOR HAS split 1 | Borrby | 16.7005 | Scenario_1 | outage_line_19
5 | 26 | BOR-HAS split 3 | BOR HAS split 2 | 12.8027 | Scenario_1 | outage_line_19
5 | 0 | BOR-HAS split 3 | Hasle A | 2.3525 | Scenario_1 | outage_line_20
26 | 25 | BOR HAS split 2 | BOR HAS split 1 | 12.7023 | Scenario_1 | outage_line_20
25 | 27 | BOR HAS split 1 | Borrby | 16.3708 | Scenario_1 | outage_line_20
5 | 26 | BOR-HAS split 3 | BOR HAS split 2 | 12.4654 | Scenario_1 | outage_line_20
26 | 25 | BOR HAS split 2 | BOR HAS split 1 | 12.9472 | Scenario_1 | outage_line_21
25 | 27 | BOR HAS split 1 | Borrby | 16.6806 | Scenario_1 | outage_line_21
5 | 26 | BOR-HAS split 3 | BOR HAS split 2 | 12.7062 | Scenario_1 | outage_line_21
25 | 27 | BOR HAS split 1 | Borrby | 1.5266 | Scenario_1 | outage_line_22
5 | 26 | BOR-HAS split 3 | BOR HAS split 2 |  | Scenario_1 | outage_line_22
2 | 19 | Snorrebakken | Vaerket A | 5.8736 | Scenario_2 | outage_line_0
21 | 19 | Vesthavnen | Vaerket A | 7.3124 | Scenario_2 | outage_line_0
22 | 19 | Auxiliary bus Viadukten 1 | Vaerket A | 2.8578 | Scenario_2 | outage_line_0
19 | 18 | Vaerket A | Ronne Syd | 5.5825 | Scenario_2 | outage_line_0
4 | 21 | Ronne Nord | Vesthavnen | 7.0689 | Scenario_2 | outage_line_0
0 | 4 | Hasle A | Ronne Nord | 22.1818 | Scenario_2 | outage_line_0
23 | 4 | Auxiliary bus Viadukten 2 | Ronne Nord | 13.136 | Scenario_2 | outage_line_0
24 | 18 | Auxiliary bus Viadukten 3 | Ronne Syd | 8.7496 | Scenario_2 | outage_line_0
11 | 18 | Aakirkeby | Ronne Syd | 2.9582 | Scenario_2 | outage_line_0
11 | 9 | Aakirkeby | Bodilsker | 2.685 | Scenario_2 | outage_line_0
10 | 9 | Poulsker | Bodilsker | 4.012 | Scenario_2 | outage_line_0
8 | 9 | Nexo | Bodilsker | 10.8015 | Scenario_2 | outage_line_0
12 | 9 | Dalslunde | Bodilsker | 3.4752 | Scenario_2 | outage_line_0
8 | 7 | Nexo | Svaneke | 3.3599 | Scenario_2 | outage_line_0
12 | 7 | Dalslunde | Svaneke | 4.0639 | Scenario_2 | outage_line_0
12 | 13 | Dalslunde | Osterlars | 1.4008 | Scenario_2 | outage_line_0
15 | 13 | Gudhjem | Osterlars | 3.2988 | Scenario_2 | outage_line_0
14 | 13 | Olsker | Osterlars | 3.5369 | Scenario_2 | outage_line_0
14 | 6 | Olsker | Allinge | 6.3021 | Scenario_2 | outage_line_0
14 | 0 | Olsker | Hasle A | 9.0263 | Scenario_2 | outage_line_0
5 | 0 | BOR-HAS split 3 | Hasle A | 20.7485 | Scenario_2 | outage_line_0
26 | 25 | BOR HAS split 2 | BOR HAS split 1 | 16.1163 | Scenario_2 | outage_line_0
25 | 27 | BOR HAS split 1 | Borrby | 18.8584 | Scenario_2 | outage_line_0
5 | 26 | BOR-HAS split 3 | BOR HAS split 2 | 20.4634 | Scenario_2 | outage_line_0
21 | 19 | Vesthavnen | Vaerket A | 7.1701 | Scenario_2 | outage_line_1
22 | 19 | Auxiliary bus Viadukten 1 | Vaerket A | 2.5645 | Scenario_2 | outage_line_1
19 | 18 | Vaerket A | Ronne Syd | 5.7244 | Scenario_2 | outage_line_1
4 | 21 | Ronne Nord | Vesthavnen | 6.8721 | Scenario_2 | outage_line_1
0 | 4 | Hasle A | Ronne Nord | 21.6409 | Scenario_2 | outage_line_1
23 | 4 | Auxiliary bus Viadukten 2 | Ronne Nord | 12.9761 | Scenario_2 | outage_line_1
24 | 18 | Auxiliary bus Viadukten 3 | Ronne Syd | 9.0602 | Scenario_2 | outage_line_1
11 | 18 | Aakirkeby | Ronne Syd | 3.7924 | Scenario_2 | outage_line_1
11 | 9 | Aakirkeby | Bodilsker | 3.3687 | Scenario_2 | outage_line_1
10 | 9 | Poulsker | Bodilsker | 4.0102 | Scenario_2 | outage_line_1
8 | 9 | Nexo | Bodilsker | 10.665 | Scenario_2 | outage_line_1
12 | 9 | Dalslunde | Bodilsker | 3.3009 | Scenario_2 | outage_line_1
8 | 7 | Nexo | Svaneke | 3.3091 | Scenario_2 | outage_line_1
12 | 7 | Dalslunde | Svaneke | 4.1239 | Scenario_2 | outage_line_1
12 | 13 | Dalslunde | Osterlars | 1.2099 | Scenario_2 | outage_line_1
15 | 13 | Gudhjem | Osterlars | 3.2998 | Scenario_2 | outage_line_1
14 | 13 | Olsker | Osterlars | 3.8263 | Scenario_2 | outage_line_1
14 | 6 | Olsker | Allinge | 6.2972 | Scenario_2 | outage_line_1
14 | 0 | Olsker | Hasle A | 9.3016 | Scenario_2 | outage_line_1
5 | 0 | BOR-HAS split 3 | Hasle A | 19.898 | Scenario_2 | outage_line_1
26 | 25 | BOR HAS split 2 | BOR HAS split 1 | 14.4795 | Scenario_2 | outage_line_1
25 | 27 | BOR HAS split 1 | Borrby | 16.8967 | Scenario_2 | outage_line_1
5 | 26 | BOR-HAS split 3 | BOR HAS split 2 | 19.5855 | Scenario_2 | outage_line_1
22 | 19 | Auxiliary bus Viadukten 1 | Vaerket A | 8.2239 | Scenario_2 | outage_line_2
19 | 18 | Vaerket A | Ronne Syd | 3.3243 | Scenario_2 | outage_line_2
4 | 21 | Ronne Nord | Vesthavnen | 0.55283 | Scenario_2 | outage_line_2
0 | 4 | Hasle A | Ronne Nord | 22.1279 | Scenario_2 | outage_line_2
23 | 4 | Auxiliary bus Viadukten 2 | Ronne Nord | 20.7219 | Scenario_2 | outage_line_2
24 | 18 | Auxiliary bus Viadukten 3 | Ronne Syd | 10.4978 | Scenario_2 | outage_line_2
11 | 18 | Aakirkeby | Ronne Syd | 3.8639 | Scenario_2 | outage_line_2
11 | 9 | Aakirkeby | Bodilsker | 3.5559 | Scenario_2 | outage_line_2
10 | 9 | Poulsker | Bodilsker | 4.0146 | Scenario_2 | outage_line_2
8 | 9 | Nexo | Bodilsker | 10.6547 | Scenario_2 | outage_line_2
12 | 9 | Dalslunde | Bodilsker | 3.2862 | Scenario_2 | outage_line_2
8 | 7 | Nexo | Svaneke | 3.3021 | Scenario_2 | outage_line_2
12 | 7 | Dalslunde | Svaneke | 4.1405 | Scenario_2 | outage_line_2
12 | 13 | Dalslunde | Osterlars | 1.2021 | Scenario_2 | outage_line_2
15 | 13 | Gudhjem | Osterlars | 3.2981 | Scenario_2 | outage_line_2
14 | 13 | Olsker | Osterlars | 3.8695 | Scenario_2 | outage_line_2
14 | 6 | Olsker | Allinge | 6.3037 | Scenario_2 | outage_line_2
14 | 0 | Olsker | Hasle A | 9.3539 | Scenario_2 | outage_line_2
5 | 0 | BOR-HAS split 3 | Hasle A | 20.1893 | Scenario_2 | outage_line_2
26 | 25 | BOR HAS split 2 | BOR HAS split 1 | 14.5749 | Scenario_2 | outage_line_2
25 | 27 | BOR HAS split 1 | Borrby | 17.0014 | Scenario_2 | outage_line_2
5 | 26 | BOR-HAS split 3 | BOR HAS split 2 | 19.8734 | Scenario_2 | outage_line_2
19 | 18 | Vaerket A | Ronne Syd | 13.2413 | Scenario_2 | outage_line_3
4 | 21 | Ronne Nord | Vesthavnen | 0.55194 | Scenario_2 | outage_line_3
0 | 4 | Hasle A | Ronne Nord | 22.5168 | Scenario_2 | outage_line_3
23 | 4 | Auxiliary bus Viadukten 2 | Ronne Nord | 21.1116 | Scenario_2 | outage_line_3
24 | 18 | Auxiliary bus Viadukten 3 | Ronne Syd | 19.347 | Scenario_2 | outage_line_3
11 | 18 | Aakirkeby | Ronne Syd | 3.9532 | Scenario_2 | outage_line_3
11 | 9 | Aakirkeby | Bodilsker | 3.7387 | Scenario_2 | outage_line_3
10 | 9 | Poulsker | Bodilsker | 4.0182 | Scenario_2 | outage_line_3
8 | 9 | Nexo | Bodilsker | 10.6519 | Scenario_2 | outage_line_3
12 | 9 | Dalslunde | Bodilsker | 3.2854 | Scenario_2 | outage_line_3
8 | 7 | Nexo | Svaneke | 3.3023 | Scenario_2 | outage_line_3
12 | 7 | Dalslunde | Svaneke | 4.1567 | Scenario_2 | outage_line_3
12 | 13 | Dalslunde | Osterlars | 1.2124 | Scenario_2 | outage_line_3
15 | 13 | Gudhjem | Osterlars | 3.2967 | Scenario_2 | outage_line_3
14 | 13 | Olsker | Osterlars | 3.8984 | Scenario_2 | outage_line_3
14 | 6 | Olsker | Allinge | 6.3091 | Scenario_2 | outage_line_3
14 | 0 | Olsker | Hasle A | 9.3926 | Scenario_2 | outage_line_3
5 | 0 | BOR-HAS split 3 | Hasle A | 20.4309 | Scenario_2 | outage_line_3
26 | 25 | BOR HAS split 2 | BOR HAS split 1 | 14.6648 | Scenario_2 | outage_line_3
25 | 27 | BOR HAS split 1 | Borrby | 17.1012 | Scenario_2 | outage_line_3
5 | 26 | BOR-HAS split 3 | BOR HAS split 2 | 20.1126 | Scenario_2 | outage_line_3
4 | 21 | Ronne Nord | Vesthavnen | 0.56214 | Scenario_2 | outage_line_4
0 | 4 | Hasle A | Ronne Nord | 17.3033 | Scenario_2 | outage_line_4
23 | 4 | Auxiliary bus Viadukten 2 | Ronne Nord | 15.8615 | Scenario_2 | outage_line_4
24 | 18 | Auxiliary bus Viadukten 3 | Ronne Syd | 14.0825 | Scenario_2 | outage_line_4
11 | 18 | Aakirkeby | Ronne Syd | 3.6357 | Scenario_2 | outage_line_4
11 | 9 | Aakirkeby | Bodilsker | 2.6884 | Scenario_2 | outage_line_4
10 | 9 | Poulsker | Bodilsker | 3.9838 | Scenario_2 | outage_line_4
8 | 9 | Nexo | Bodilsker | 10.7333 | Scenario_2 | outage_line_4
12 | 9 | Dalslunde | Bodilsker | 3.6013 | Scenario_2 | outage_line_4
8 | 7 | Nexo | Svaneke | 3.5318 | Scenario_2 | outage_line_4
12 | 7 | Dalslunde | Svaneke | 4.2637 | Scenario_2 | outage_line_4
12 | 13 | Dalslunde | Osterlars | 1.6958 | Scenario_2 | outage_line_4
15 | 13 | Gudhjem | Osterlars | 3.3114 | Scenario_2 | outage_line_4
14 | 13 | Olsker | Osterlars | 3.8413 | Scenario_2 | outage_line_4
14 | 6 | Olsker | Allinge | 6.2512 | Scenario_2 | outage_line_4
14 | 0 | Olsker | Hasle A | 9.335 | Scenario_2 | outage_line_4
5 | 0 | BOR-HAS split 3 | Hasle A | 17.797 | Scenario_2 | outage_line_4
26 | 25 | BOR HAS split 2 | BOR HAS split 1 | 14.0536 | Scenario_2 | outage_line_4
25 | 27 | BOR HAS split 1 | Borrby | 16.6845 | Scenario_2 | outage_line_4
5 | 26 | BOR-HAS split 3 | BOR HAS split 2 | 17.5136 | Scenario_2 | outage_line_4
0 | 4 | Hasle A | Ronne Nord | 17.6743 | Scenario_2 | outage_line_5
23 | 4 | Auxiliary bus Viadukten 2 | Ronne Nord | 15.7808 | Scenario_2 | outage_line_5
24 | 18 | Auxiliary bus Viadukten 3 | Ronne Syd | 13.996 | Scenario_2 | outage_line_5
11 | 18 | Aakirkeby | Ronne Syd | 3.6727 | Scenario_2 | outage_line_5
11 | 9 | Aakirkeby | Bodilsker | 2.782 | Scenario_2 | outage_line_5
10 | 9 | Poulsker | Bodilsker | 3.9862 | Scenario_2 | outage_line_5
8 | 9 | Nexo | Bodilsker | 10.7169 | Scenario_2 | outage_line_5
12 | 9 | Dalslunde | Bodilsker | 3.5616 | Scenario_2 | outage_line_5
8 | 7 | Nexo | Svaneke | 3.5081 | Scenario_2 | outage_line_5
12 | 7 | Dalslunde | Svaneke | 4.2557 | Scenario_2 | outage_line_5
12 | 13 | Dalslunde | Osterlars | 1.6416 | Scenario_2 | outage_line_5
15 | 13 | Gudhjem | Osterlars | 3.3104 | Scenario_2 | outage_line_5
14 | 13 | Olsker | Osterlars | 3.8585 | Scenario_2 | outage_line_5
14 | 6 | Olsker | Allinge | 6.2553 | Scenario_2 | outage_line_5
14 | 0 | Olsker | Hasle A | 9.3518 | Scenario_2 | outage_line_5
5 | 0 | BOR-HAS split 3 | Hasle A | 17.9388 | Scenario_2 | outage_line_5
26 | 25 | BOR HAS split 2 | BOR HAS split 1 | 13.9726 | Scenario_2 | outage_line_5
25 | 27 | BOR HAS split 1 | Borrby | 16.5605 | Scenario_2 | outage_line_5
5 | 26 | BOR-HAS split 3 | BOR HAS split 2 | 17.6504 | Scenario_2 | outage_line_5
23 | 4 | Auxiliary bus Viadukten 2 | Ronne Nord | 2.7426 | Scenario_2 | outage_line_6
24 | 18 | Auxiliary bus Viadukten 3 | Ronne Syd | 4.6455 | Scenario_2 | outage_line_6
11 | 18 | Aakirkeby | Ronne Syd | 14.1715 | Scenario_2 | outage_line_6
11 | 9 | Aakirkeby | Bodilsker | 15.8305 | Scenario_2 | outage_line_6
10 | 9 | Poulsker | Bodilsker | 4.0711 | Scenario_2 | outage_line_6
8 | 9 | Nexo | Bodilsker | 9.7754 | Scenario_2 | outage_line_6
12 | 9 | Dalslunde | Bodilsker | 9.4343 | Scenario_2 | outage_line_6
8 | 7 | Nexo | Svaneke | 6.3552 | Scenario_2 | outage_line_6
12 | 7 | Dalslunde | Svaneke | 8.6231 | Scenario_2 | outage_line_6
12 | 13 | Dalslunde | Osterlars | 12.217 | Scenario_2 | outage_line_6
15 | 13 | Gudhjem | Osterlars | 3.292 | Scenario_2 | outage_line_6
14 | 13 | Olsker | Osterlars | 14.8798 | Scenario_2 | outage_line_6
14 | 6 | Olsker | Allinge | 6.2629 | Scenario_2 | outage_line_6
14 | 0 | Olsker | Hasle A | 20.2255 | Scenario_2 | outage_line_6
5 | 0 | BOR-HAS split 3 | Hasle A | 16.8697 | Scenario_2 | outage_line_6
26 | 25 | BOR HAS split 2 | BOR HAS split 1 | 13.9434 | Scenario_2 | outage_line_6
25 | 27 | BOR HAS split 1 | Borrby | 16.681 | Scenario_2 | outage_line_6
5 | 26 | BOR-HAS split 3 | BOR HAS split 2 | 16.6008 | Scenario_2 | outage_line_6
24 | 18 | Auxiliary bus Viadukten 3 | Ronne Syd | 2.5555 | Scenario_2 | outage_line_7
11 | 18 | Aakirkeby | Ronne Syd | 12.4562 | Scenario_2 | outage_line_7
11 | 9 | Aakirkeby | Bodilsker | 14.0762 | Scenario_2 | outage_line_7
10 | 9 | Poulsker | Bodilsker | 4.055 | Scenario_2 | outage_line_7
8 | 9 | Nexo | Bodilsker | 9.9012 | Scenario_2 | outage_line_7
12 | 9 | Dalslunde | Bodilsker | 8.9064 | Scenario_2 | outage_line_7
8 | 7 | Nexo | Svaneke | 6.1432 | Scenario_2 | outage_line_7
12 | 7 | Dalslunde | Svaneke | 8.2764 | Scenario_2 | outage_line_7
12 | 13 | Dalslunde | Osterlars | 11.3526 | Scenario_2 | outage_line_7
15 | 13 | Gudhjem | Osterlars | 3.2971 | Scenario_2 | outage_line_7
14 | 13 | Olsker | Osterlars | 13.9112 | Scenario_2 | outage_line_7
14 | 6 | Olsker | Allinge | 6.2483 | Scenario_2 | outage_line_7
14 | 0 | Olsker | Hasle A | 19.2295 | Scenario_2 | outage_line_7
5 | 0 | BOR-HAS split 3 | Hasle A | 16.1542 | Scenario_2 | outage_line_7
26 | 25 | BOR HAS split 2 | BOR HAS split 1 | 13.4817 | Scenario_2 | outage_line_7
25 | 27 | BOR HAS split 1 | Borrby | 16.2036 | Scenario_2 | outage_line_7
5 | 26 | BOR-HAS split 3 | BOR HAS split 2 | 15.8847 | Scenario_2 | outage_line_7
11 | 18 | Aakirkeby | Ronne Syd | 10.9186 | Scenario_2 | outage_line_8
11 | 9 | Aakirkeby | Bodilsker | 12.4894 | Scenario_2 | outage_line_8
10 | 9 | Poulsker | Bodilsker | 4.0403 | Scenario_2 | outage_line_8
8 | 9 | Nexo | Bodilsker | 10.0308 | Scenario_2 | outage_line_8
12 | 9 | Dalslunde | Bodilsker | 8.4413 | Scenario_2 | outage_line_8
8 | 7 | Nexo | Svaneke | 5.958 | Scenario_2 | outage_line_8
12 | 7 | Dalslunde | Svaneke | 7.9575 | Scenario_2 | outage_line_8
12 | 13 | Dalslunde | Osterlars | 10.567 | Scenario_2 | outage_line_8
15 | 13 | Gudhjem | Osterlars | 3.3018 | Scenario_2 | outage_line_8
14 | 13 | Olsker | Osterlars | 13.0162 | Scenario_2 | outage_line_8
14 | 6 | Olsker | Allinge | 6.2349 | Scenario_2 | outage_line_8
14 | 0 | Olsker | Hasle A | 18.3079 | Scenario_2 | outage_line_8
5 | 0 | BOR-HAS split 3 | Hasle A | 15.4919 | Scenario_2 | outage_line_8
26 | 25 | BOR HAS split 2 | BOR HAS split 1 | 13.0759 | Scenario_2 | outage_line_8
25 | 27 | BOR HAS split 1 | Borrby | 15.7897 | Scenario_2 | outage_line_8
5 | 26 | BOR-HAS split 3 | BOR HAS split 2 | 15.222 | Scenario_2 | outage_line_8
11 | 9 | Aakirkeby | Bodilsker | 1.8421 | Scenario_2 | outage_line_9
10 | 9 | Poulsker | Bodilsker | 3.9481 | Scenario_2 | outage_line_9
8 | 9 | Nexo | Bodilsker | 9.751 | Scenario_2 | outage_line_9
12 | 9 | Dalslunde | Bodilsker | 4.7617 | Scenario_2 | outage_line_9
8 | 7 | Nexo | Svaneke | 4.3139 | Scenario_2 | outage_line_9
12 | 7 | Dalslunde | Svaneke | 5.8795 | Scenario_2 | outage_line_9
12 | 13 | Dalslunde | Osterlars | 5.2164 | Scenario_2 | outage_line_9
15 | 13 | Gudhjem | Osterlars | 3.3338 | Scenario_2 | outage_line_9
14 | 13 | Olsker | Osterlars | 8.0785 | Scenario_2 | outage_line_9
14 | 6 | Olsker | Allinge | 6.1481 | Scenario_2 | outage_line_9
14 | 0 | Olsker | Hasle A | 13.4622 | Scenario_2 | outage_line_9
5 | 0 | BOR-HAS split 3 | Hasle A | 12.1084 | Scenario_2 | outage_line_9
26 | 25 | BOR HAS split 2 | BOR HAS split 1 | 13.1316 | Scenario_2 | outage_line_9
25 | 27 | BOR HAS split 1 | Borrby | 16.2683 | Scenario_2 | outage_line_9
5 | 26 | BOR-HAS split 3 | BOR HAS split 2 | 12.9967 | Scenario_2 | outage_line_9
10 | 9 | Poulsker | Bodilsker | 3.9347 | Scenario_2 | outage_line_10
8 | 9 | Nexo | Bodilsker | 9.9157 | Scenario_2 | outage_line_10
12 | 9 | Dalslunde | Bodilsker | 4.4236 | Scenario_2 | outage_line_10
8 | 7 | Nexo | Svaneke | 4.1754 | Scenario_2 | outage_line_10
12 | 7 | Dalslunde | Svaneke | 5.5694 | Scenario_2 | outage_line_10
12 | 13 | Dalslunde | Osterlars | 4.4591 | Scenario_2 | outage_line_10
15 | 13 | Gudhjem | Osterlars | 3.3387 | Scenario_2 | outage_line_10
14 | 13 | Olsker | Osterlars | 7.2446 | Scenario_2 | outage_line_10
14 | 6 | Olsker | Allinge | 6.1355 | Scenario_2 | outage_line_10
14 | 0 | Olsker | Hasle A | 12.6203 | Scenario_2 | outage_line_10
5 | 0 | BOR-HAS split 3 | Hasle A | 11.5094 | Scenario_2 | outage_line_10
26 | 25 | BOR HAS split 2 | BOR HAS split 1 | 13.0109 | Scenario_2 | outage_line_10
25 | 27 | BOR HAS split 1 | Borrby | 16.1837 | Scenario_2 | outage_line_10
5 | 26 | BOR-HAS split 3 | BOR HAS split 2 | 12.8667 | Scenario_2 | outage_line_10
8 | 9 | Nexo | Bodilsker | 10.5402 | Scenario_2 | outage_line_11
12 | 9 | Dalslunde | Bodilsker | 5.1516 | Scenario_2 | outage_line_11
8 | 7 | Nexo | Svaneke | 4.5361 | Scenario_2 | outage_line_11
12 | 7 | Dalslunde | Svaneke | 5.5951 | Scenario_2 | outage_line_11
12 | 13 | Dalslunde | Osterlars | 4.8521 | Scenario_2 | outage_line_11
15 | 13 | Gudhjem | Osterlars | 3.3386 | Scenario_2 | outage_line_11
14 | 13 | Olsker | Osterlars | 6.7642 | Scenario_2 | outage_line_11
14 | 6 | Olsker | Allinge | 6.1362 | Scenario_2 | outage_line_11
14 | 0 | Olsker | Hasle A | 12.0465 | Scenario_2 | outage_line_11
5 | 0 | BOR-HAS split 3 | Hasle A | 11.0634 | Scenario_2 | outage_line_11
26 | 25 | BOR HAS split 2 | BOR HAS split 1 | 12.0919 | Scenario_2 | outage_line_11
25 | 27 | BOR HAS split 1 | Borrby | 15.1221 | Scenario_2 | outage_line_11
5 | 26 | BOR-HAS split 3 | BOR HAS split 2 | 11.9464 | Scenario_2 | outage_line_11
12 | 9 | Dalslunde | Bodilsker | 9.9817 | Scenario_2 | outage_line_12
8 | 7 | Nexo | Svaneke | 7.6345 | Scenario_2 | outage_line_12
12 | 7 | Dalslunde | Svaneke | 10.8255 | Scenario_2 | outage_line_12
12 | 13 | Dalslunde | Osterlars | 5.3234 | Scenario_2 | outage_line_12
15 | 13 | Gudhjem | Osterlars | 3.3353 | Scenario_2 | outage_line_12
14 | 13 | Olsker | Osterlars | 7.288 | Scenario_2 | outage_line_12
14 | 6 | Olsker | Allinge | 6.1446 | Scenario_2 | outage_line_12
14 | 0 | Olsker | Hasle A | 12.5623 | Scenario_2 | outage_line_12
5 | 0 | BOR-HAS split 3 | Hasle A | 11.4253 | Scenario_2 | outage_line_12
26 | 25 | BOR HAS split 2 | BOR HAS split 1 | 12.076 | Scenario_2 | outage_line_12
25 | 27 | BOR HAS split 1 | Borrby | 15.0649 | Scenario_2 | outage_line_12
5 | 26 | BOR-HAS split 3 | BOR HAS split 2 | 11.937 | Scenario_2 | outage_line_12
8 | 7 | Nexo | Svaneke | 7.6054 | Scenario_2 | outage_line_13
12 | 7 | Dalslunde | Svaneke | 10.7595 | Scenario_2 | outage_line_13
12 | 13 | Dalslunde | Osterlars | 7.5228 | Scenario_2 | outage_line_13
15 | 13 | Gudhjem | Osterlars | 3.3573 | Scenario_2 | outage_line_13
14 | 13 | Olsker | Osterlars | 11.8441 | Scenario_2 | outage_line_13
14 | 6 | Olsker | Allinge | 6.0875 | Scenario_2 | outage_line_13
14 | 0 | Olsker | Hasle A | 16.2184 | Scenario_2 | outage_line_13
5 | 0 | BOR-HAS split 3 | Hasle A | 13.9209 | Scenario_2 | outage_line_13
26 | 25 | BOR HAS split 2 | BOR HAS split 1 | 18.9181 | Scenario_2 | outage_line_13
25 | 27 | BOR HAS split 1 | Borrby | 23.166 | Scenario_2 | outage_line_13
5 | 26 | BOR-HAS split 3 | BOR HAS split 2 | 18.7578 | Scenario_2 | outage_line_13
12 | 7 | Dalslunde | Svaneke | 5.5622 | Scenario_2 | outage_line_14
12 | 13 | Dalslunde | Osterlars | 2.6282 | Scenario_2 | outage_line_14
15 | 13 | Gudhjem | Osterlars | 3.3563 | Scenario_2 | outage_line_14
14 | 13 | Olsker | Osterlars | 7.0389 | Scenario_2 | outage_line_14
14 | 6 | Olsker | Allinge | 6.0909 | Scenario_2 | outage_line_14
14 | 0 | Olsker | Hasle A | 12.0503 | Scenario_2 | outage_line_14
5 | 0 | BOR-HAS split 3 | Hasle A | 11.0874 | Scenario_2 | outage_line_14
26 | 25 | BOR HAS split 2 | BOR HAS split 1 | 15.2784 | Scenario_2 | outage_line_14
25 | 27 | BOR HAS split 1 | Borrby | 18.9641 | Scenario_2 | outage_line_14
5 | 26 | BOR-HAS split 3 | BOR HAS split 2 | 15.1112 | Scenario_2 | outage_line_14
12 | 13 | Dalslunde | Osterlars | 0.21747 | Scenario_2 | outage_line_15
15 | 13 | Gudhjem | Osterlars | 3.3669 | Scenario_2 | outage_line_15
14 | 13 | Olsker | Osterlars | 4.449 | Scenario_2 | outage_line_15
14 | 6 | Olsker | Allinge | 6.0659 | Scenario_2 | outage_line_15
14 | 0 | Olsker | Hasle A | 9.3744 | Scenario_2 | outage_line_15
5 | 0 | BOR-HAS split 3 | Hasle A | 9.1786 | Scenario_2 | outage_line_15
26 | 25 | BOR HAS split 2 | BOR HAS split 1 | 14.2367 | Scenario_2 | outage_line_15
25 | 27 | BOR HAS split 1 | Borrby | 17.8579 | Scenario_2 | outage_line_15
5 | 26 | BOR-HAS split 3 | BOR HAS split 2 | 14.0514 | Scenario_2 | outage_line_15
15 | 13 | Gudhjem | Osterlars | 3.3657 | Scenario_2 | outage_line_16
14 | 13 | Olsker | Osterlars | 4.4199 | Scenario_2 | outage_line_16
14 | 6 | Olsker | Allinge | 6.0688 | Scenario_2 | outage_line_16
14 | 0 | Olsker | Hasle A | 9.4236 | Scenario_2 | outage_line_16
5 | 0 | BOR-HAS split 3 | Hasle A | 9.2202 | Scenario_2 | outage_line_16
26 | 25 | BOR HAS split 2 | BOR HAS split 1 | 14.1126 | Scenario_2 | outage_line_16
25 | 27 | BOR HAS split 1 | Borrby | 17.7062 | Scenario_2 | outage_line_16
5 | 26 | BOR-HAS split 3 | BOR HAS split 2 | 13.9285 | Scenario_2 | outage_line_16
14 | 13 | Olsker | Osterlars | 3.4783 | Scenario_2 | outage_line_17
14 | 6 | Olsker | Allinge | 6.0832 | Scenario_2 | outage_line_17
14 | 0 | Olsker | Hasle A | 8.8041 | Scenario_2 | outage_line_17
5 | 0 | BOR-HAS split 3 | Hasle A | 8.7845 | Scenario_2 | outage_line_17
26 | 25 | BOR HAS split 2 | BOR HAS split 1 | 12.4586 | Scenario_2 | outage_line_17
25 | 27 | BOR HAS split 1 | Borrby | 15.7667 | Scenario_2 | outage_line_17
5 | 26 | BOR-HAS split 3 | BOR HAS split 2 | 12.2765 | Scenario_2 | outage_line_17
14 | 6 | Olsker | Allinge | 6.0414 | Scenario_2 | outage_line_18
14 | 0 | Olsker | Hasle A | 5.4092 | Scenario_2 | outage_line_18
5 | 0 | BOR-HAS split 3 | Hasle A | 6.3507 | Scenario_2 | outage_line_18
26 | 25 | BOR HAS split 2 | BOR HAS split 1 | 12.121 | Scenario_2 | outage_line_18
25 | 27 | BOR HAS split 1 | Borrby | 15.5352 | Scenario_2 | outage_line_18
5 | 26 | BOR-HAS split 3 | BOR HAS split 2 | 11.9111 | Scenario_2 | outage_line_18
14 | 0 | Olsker | Hasle A | 2.7736 | Scenario_2 | outage_line_19
5 | 0 | BOR-HAS split 3 | Hasle A | 4.4456 | Scenario_2 | outage_line_19
26 | 25 | BOR HAS split 2 | BOR HAS split 1 | 13.0263 | Scenario_2 | outage_line_19
25 | 27 | BOR HAS split 1 | Borrby | 16.6877 | Scenario_2 | outage_line_19
5 | 26 | BOR-HAS split 3 | BOR HAS split 2 | 12.7999 | Scenario_2 | outage_line_19
5 | 0 | BOR-HAS split 3 | Hasle A | 2.5291 | Scenario_2 | outage_line_20
26 | 25 | BOR HAS split 2 | BOR HAS split 1 | 12.6651 | Scenario_2 | outage_line_20
25 | 27 | BOR HAS split 1 | Borrby | 16.3236 | Scenario_2 | outage_line_20
5 | 26 | BOR-HAS split 3 | BOR HAS split 2 | 12.4288 | Scenario_2 | outage_line_20
26 | 25 | BOR HAS split 2 | BOR HAS split 1 | 12.9472 | Scenario_2 | outage_line_21
25 | 27 | BOR HAS split 1 | Borrby | 16.6806 | Scenario_2 | outage_line_21
5 | 26 | BOR-HAS split 3 | BOR HAS split 2 | 12.7062 | Scenario_2 | outage_line_21
25 | 27 | BOR HAS split 1 | Borrby | 1.5266 | Scenario_2 | outage_line_22
5 | 26 | BOR-HAS split 3 | BOR HAS split 2 |  | Scenario_2 | outage_line_22
2 | 19 | Snorrebakken | Vaerket A | 6.2995 | Scenario_3 | outage_line_0
21 | 19 | Vesthavnen | Vaerket A | 7.3045 | Scenario_3 | outage_line_0
22 | 19 | Auxiliary bus Viadukten 1 | Vaerket A | 3.0618 | Scenario_3 | outage_line_0
19 | 18 | Vaerket A | Ronne Syd | 5.5062 | Scenario_3 | outage_line_0
4 | 21 | Ronne Nord | Vesthavnen | 7.4759 | Scenario_3 | outage_line_0
0 | 4 | Hasle A | Ronne Nord | 22.9095 | Scenario_3 | outage_line_0
23 | 4 | Auxiliary bus Viadukten 2 | Ronne Nord | 13.4646 | Scenario_3 | outage_line_0
24 | 18 | Auxiliary bus Viadukten 3 | Ronne Syd | 8.7481 | Scenario_3 | outage_line_0
11 | 18 | Aakirkeby | Ronne Syd | 2.8225 | Scenario_3 | outage_line_0
11 | 9 | Aakirkeby | Bodilsker | 2.7843 | Scenario_3 | outage_line_0
10 | 9 | Poulsker | Bodilsker | 4.0215 | Scenario_3 | outage_line_0
8 | 9 | Nexo | Bodilsker | 10.6063 | Scenario_3 | outage_line_0
12 | 9 | Dalslunde | Bodilsker | 3.4665 | Scenario_3 | outage_line_0
8 | 7 | Nexo | Svaneke | 3.3955 | Scenario_3 | outage_line_0
12 | 7 | Dalslunde | Svaneke | 3.7043 | Scenario_3 | outage_line_0
12 | 13 | Dalslunde | Osterlars | 1.4416 | Scenario_3 | outage_line_0
15 | 13 | Gudhjem | Osterlars | 3.294 | Scenario_3 | outage_line_0
14 | 13 | Olsker | Osterlars | 3.3096 | Scenario_3 | outage_line_0
14 | 6 | Olsker | Allinge | 7.1275 | Scenario_3 | outage_line_0
14 | 0 | Olsker | Hasle A | 9.2515 | Scenario_3 | outage_line_0
5 | 0 | BOR-HAS split 3 | Hasle A | 21.6129 | Scenario_3 | outage_line_0
26 | 25 | BOR HAS split 2 | BOR HAS split 1 | 16.7765 | Scenario_3 | outage_line_0
25 | 27 | BOR HAS split 1 | Borrby | 19.5819 | Scenario_3 | outage_line_0
5 | 26 | BOR-HAS split 3 | BOR HAS split 2 | 21.3274 | Scenario_3 | outage_line_0
21 | 19 | Vesthavnen | Vaerket A | 7.0867 | Scenario_3 | outage_line_1
22 | 19 | Auxiliary bus Viadukten 1 | Vaerket A | 2.6341 | Scenario_3 | outage_line_1
19 | 18 | Vaerket A | Ronne Syd | 5.6916 | Scenario_3 | outage_line_1
4 | 21 | Ronne Nord | Vesthavnen | 7.1906 | Scenario_3 | outage_line_1
0 | 4 | Hasle A | Ronne Nord | 22.1752 | Scenario_3 | outage_line_1
23 | 4 | Auxiliary bus Viadukten 2 | Ronne Nord | 13.2111 | Scenario_3 | outage_line_1
24 | 18 | Auxiliary bus Viadukten 3 | Ronne Syd | 9.0841 | Scenario_3 | outage_line_1
11 | 18 | Aakirkeby | Ronne Syd | 3.6961 | Scenario_3 | outage_line_1
11 | 9 | Aakirkeby | Bodilsker | 3.3884 | Scenario_3 | outage_line_1
10 | 9 | Poulsker | Bodilsker | 4.0187 | Scenario_3 | outage_line_1
8 | 9 | Nexo | Bodilsker | 10.4636 | Scenario_3 | outage_line_1
12 | 9 | Dalslunde | Bodilsker | 3.2833 | Scenario_3 | outage_line_1
8 | 7 | Nexo | Svaneke | 3.3484 | Scenario_3 | outage_line_1
12 | 7 | Dalslunde | Svaneke | 3.7722 | Scenario_3 | outage_line_1
12 | 13 | Dalslunde | Osterlars | 1.1924 | Scenario_3 | outage_line_1
15 | 13 | Gudhjem | Osterlars | 3.2955 | Scenario_3 | outage_line_1
14 | 13 | Olsker | Osterlars | 3.6178 | Scenario_3 | outage_line_1
14 | 6 | Olsker | Allinge | 7.1197 | Scenario_3 | outage_line_1
14 | 0 | Olsker | Hasle A | 9.5431 | Scenario_3 | outage_line_1
5 | 0 | BOR-HAS split 3 | Hasle A | 20.6391 | Scenario_3 | outage_line_1
26 | 25 | BOR HAS split 2 | BOR HAS split 1 | 15.0279 | Scenario_3 | outage_line_1
25 | 27 | BOR HAS split 1 | Borrby | 17.5276 | Scenario_3 | outage_line_1
5 | 26 | BOR-HAS split 3 | BOR HAS split 2 | 20.3262 | Scenario_3 | outage_line_1
22 | 19 | Auxiliary bus Viadukten 1 | Vaerket A | 8.2321 | Scenario_3 | outage_line_2
19 | 18 | Vaerket A | Ronne Syd | 3.3157 | Scenario_3 | outage_line_2
4 | 21 | Ronne Nord | Vesthavnen | 0.82898 | Scenario_3 | outage_line_2
0 | 4 | Hasle A | Ronne Nord | 22.662 | Scenario_3 | outage_line_2
23 | 4 | Auxiliary bus Viadukten 2 | Ronne Nord | 20.8621 | Scenario_3 | outage_line_2
24 | 18 | Auxiliary bus Viadukten 3 | Ronne Syd | 10.504 | Scenario_3 | outage_line_2
11 | 18 | Aakirkeby | Ronne Syd | 3.778 | Scenario_3 | outage_line_2
11 | 9 | Aakirkeby | Bodilsker | 3.6027 | Scenario_3 | outage_line_2
10 | 9 | Poulsker | Bodilsker | 4.0231 | Scenario_3 | outage_line_2
8 | 9 | Nexo | Bodilsker | 10.453 | Scenario_3 | outage_line_2
12 | 9 | Dalslunde | Bodilsker | 3.2677 | Scenario_3 | outage_line_2
8 | 7 | Nexo | Svaneke | 3.3413 | Scenario_3 | outage_line_2
12 | 7 | Dalslunde | Svaneke | 3.788 | Scenario_3 | outage_line_2
12 | 13 | Dalslunde | Osterlars | 1.1739 | Scenario_3 | outage_line_2
15 | 13 | Gudhjem | Osterlars | 3.2938 | Scenario_3 | outage_line_2
14 | 13 | Olsker | Osterlars | 3.6595 | Scenario_3 | outage_line_2
14 | 6 | Olsker | Allinge | 7.1272 | Scenario_3 | outage_line_2
14 | 0 | Olsker | Hasle A | 9.5954 | Scenario_3 | outage_line_2
5 | 0 | BOR-HAS split 3 | Hasle A | 20.9312 | Scenario_3 | outage_line_2
26 | 25 | BOR HAS split 2 | BOR HAS split 1 | 15.1362 | Scenario_3 | outage_line_2
25 | 27 | BOR HAS split 1 | Borrby | 17.6477 | Scenario_3 | outage_line_2
5 | 26 | BOR-HAS split 3 | BOR HAS split 2 | 20.6152 | Scenario_3 | outage_line_2
19 | 18 | Vaerket A | Ronne Syd | 13.2163 | Scenario_3 | outage_line_3
4 | 21 | Ronne Nord | Vesthavnen | 0.82957 | Scenario_3 | outage_line_3
0 | 4 | Hasle A | Ronne Nord | 23.0492 | Scenario_3 | outage_line_3
23 | 4 | Auxiliary bus Viadukten 2 | Ronne Nord | 21.2499 | Scenario_3 | outage_line_3
24 | 18 | Auxiliary bus Viadukten 3 | Ronne Syd | 19.3733 | Scenario_3 | outage_line_3
11 | 18 | Aakirkeby | Ronne Syd | 3.8755 | Scenario_3 | outage_line_3
11 | 9 | Aakirkeby | Bodilsker | 3.8058 | Scenario_3 | outage_line_3
10 | 9 | Poulsker | Bodilsker | 4.0267 | Scenario_3 | outage_line_3
8 | 9 | Nexo | Bodilsker | 10.4498 | Scenario_3 | outage_line_3
12 | 9 | Dalslunde | Bodilsker | 3.266 | Scenario_3 | outage_line_3
8 | 7 | Nexo | Svaneke | 3.3415 | Scenario_3 | outage_line_3
12 | 7 | Dalslunde | Svaneke | 3.804 | Scenario_3 | outage_line_3
12 | 13 | Dalslunde | Osterlars | 1.1744 | Scenario_3 | outage_line_3
15 | 13 | Gudhjem | Osterlars | 3.2923 | Scenario_3 | outage_line_3
14 | 13 | Olsker | Osterlars | 3.6872 | Scenario_3 | outage_line_3
14 | 6 | Olsker | Allinge | 7.1333 | Scenario_3 | outage_line_3
14 | 0 | Olsker | Hasle A | 9.6355 | Scenario_3 | outage_line_3
5 | 0 | BOR-HAS split 3 | Hasle A | 21.1733 | Scenario_3 | outage_line_3
26 | 25 | BOR HAS split 2 | BOR HAS split 1 | 15.2361 | Scenario_3 | outage_line_3
25 | 27 | BOR HAS split 1 | Borrby | 17.7595 | Scenario_3 | outage_line_3
5 | 26 | BOR-HAS split 3 | BOR HAS split 2 | 20.8549 | Scenario_3 | outage_line_3
4 | 21 | Ronne Nord | Vesthavnen | 0.82282 | Scenario_3 | outage_line_4
0 | 4 | Hasle A | Ronne Nord | 17.8181 | Scenario_3 | outage_line_4
23 | 4 | Auxiliary bus Viadukten 2 | Ronne Nord | 15.9886 | Scenario_3 | outage_line_4
24 | 18 | Auxiliary bus Viadukten 3 | Ronne Syd | 14.1007 | Scenario_3 | outage_line_4
11 | 18 | Aakirkeby | Ronne Syd | 3.5165 | Scenario_3 | outage_line_4
11 | 9 | Aakirkeby | Bodilsker | 2.5928 | Scenario_3 | outage_line_4
10 | 9 | Poulsker | Bodilsker | 3.992 | Scenario_3 | outage_line_4
8 | 9 | Nexo | Bodilsker | 10.5364 | Scenario_3 | outage_line_4
12 | 9 | Dalslunde | Bodilsker | 3.5709 | Scenario_3 | outage_line_4
8 | 7 | Nexo | Svaneke | 3.5708 | Scenario_3 | outage_line_4
12 | 7 | Dalslunde | Svaneke | 3.9158 | Scenario_3 | outage_line_4
12 | 13 | Dalslunde | Osterlars | 1.6046 | Scenario_3 | outage_line_4
15 | 13 | Gudhjem | Osterlars | 3.3071 | Scenario_3 | outage_line_4
14 | 13 | Olsker | Osterlars | 3.6134 | Scenario_3 | outage_line_4
14 | 6 | Olsker | Allinge | 7.0667 | Scenario_3 | outage_line_4
14 | 0 | Olsker | Hasle A | 9.5901 | Scenario_3 | outage_line_4
5 | 0 | BOR-HAS split 3 | Hasle A | 18.4965 | Scenario_3 | outage_line_4
26 | 25 | BOR HAS split 2 | BOR HAS split 1 | 14.4362 | Scenario_3 | outage_line_4
25 | 27 | BOR HAS split 1 | Borrby | 17.064 | Scenario_3 | outage_line_4
5 | 26 | BOR-HAS split 3 | BOR HAS split 2 | 18.2105 | Scenario_3 | outage_line_4
0 | 4 | Hasle A | Ronne Nord | 17.8299 | Scenario_3 | outage_line_5
23 | 4 | Auxiliary bus Viadukten 2 | Ronne Nord | 16.0109 | Scenario_3 | outage_line_5
24 | 18 | Auxiliary bus Viadukten 3 | Ronne Syd | 14.1197 | Scenario_3 | outage_line_5
11 | 18 | Aakirkeby | Ronne Syd | 3.6006 | Scenario_3 | outage_line_5
11 | 9 | Aakirkeby | Bodilsker | 2.6851 | Scenario_3 | outage_line_5
10 | 9 | Poulsker | Bodilsker | 3.9923 | Scenario_3 | outage_line_5
8 | 9 | Nexo | Bodilsker | 10.5186 | Scenario_3 | outage_line_5
12 | 9 | Dalslunde | Bodilsker | 3.5459 | Scenario_3 | outage_line_5
8 | 7 | Nexo | Svaneke | 3.5613 | Scenario_3 | outage_line_5
12 | 7 | Dalslunde | Svaneke | 3.9206 | Scenario_3 | outage_line_5
12 | 13 | Dalslunde | Osterlars | 1.5756 | Scenario_3 | outage_line_5
15 | 13 | Gudhjem | Osterlars | 3.307 | Scenario_3 | outage_line_5
14 | 13 | Olsker | Osterlars | 3.6481 | Scenario_3 | outage_line_5
14 | 6 | Olsker | Allinge | 7.067 | Scenario_3 | outage_line_5
14 | 0 | Olsker | Hasle A | 9.6223 | Scenario_3 | outage_line_5
5 | 0 | BOR-HAS split 3 | Hasle A | 18.4315 | Scenario_3 | outage_line_5
26 | 25 | BOR HAS split 2 | BOR HAS split 1 | 14.2519 | Scenario_3 | outage_line_5
25 | 27 | BOR HAS split 1 | Borrby | 16.8396 | Scenario_3 | outage_line_5
5 | 26 | BOR-HAS split 3 | BOR HAS split 2 | 18.1416 | Scenario_3 | outage_line_5
23 | 4 | Auxiliary bus Viadukten 2 | Ronne Nord | 2.6653 | Scenario_3 | outage_line_6
24 | 18 | Auxiliary bus Viadukten 3 | Ronne Syd | 4.6823 | Scenario_3 | outage_line_6
11 | 18 | Aakirkeby | Ronne Syd | 14.3799 | Scenario_3 | outage_line_6
11 | 9 | Aakirkeby | Bodilsker | 16.3381 | Scenario_3 | outage_line_6
10 | 9 | Poulsker | Bodilsker | 4.0782 | Scenario_3 | outage_line_6
8 | 9 | Nexo | Bodilsker | 9.74 | Scenario_3 | outage_line_6
12 | 9 | Dalslunde | Bodilsker | 9.4606 | Scenario_3 | outage_line_6
8 | 7 | Nexo | Svaneke | 6.4683 | Scenario_3 | outage_line_6
12 | 7 | Dalslunde | Svaneke | 8.3275 | Scenario_3 | outage_line_6
12 | 13 | Dalslunde | Osterlars | 12.0504 | Scenario_3 | outage_line_6
15 | 13 | Gudhjem | Osterlars | 3.2886 | Scenario_3 | outage_line_6
14 | 13 | Olsker | Osterlars | 14.7321 | Scenario_3 | outage_line_6
14 | 6 | Olsker | Allinge | 7.0757 | Scenario_3 | outage_line_6
14 | 0 | Olsker | Hasle A | 20.6501 | Scenario_3 | outage_line_6
5 | 0 | BOR-HAS split 3 | Hasle A | 17.3456 | Scenario_3 | outage_line_6
26 | 25 | BOR HAS split 2 | BOR HAS split 1 | 14.1865 | Scenario_3 | outage_line_6
25 | 27 | BOR HAS split 1 | Borrby | 16.9186 | Scenario_3 | outage_line_6
5 | 26 | BOR-HAS split 3 | BOR HAS split 2 | 17.0747 | Scenario_3 | outage_line_6
24 | 18 | Auxiliary bus Viadukten 3 | Ronne Syd | 2.6682 | Scenario_3 | outage_line_7
11 | 18 | Aakirkeby | Ronne Syd | 12.7244 | Scenario_3 | outage_line_7
11 | 9 | Aakirkeby | Bodilsker | 14.6411 | Scenario_3 | outage_line_7
10 | 9 | Poulsker | Bodilsker | 4.0626 | Scenario_3 | outage_line_7
8 | 9 | Nexo | Bodilsker | 9.8493 | Scenario_3 | outage_line_7
12 | 9 | Dalslunde | Bodilsker | 8.9526 | Scenario_3 | outage_line_7
8 | 7 | Nexo | Svaneke | 6.2636 | Scenario_3 | outage_line_7
12 | 7 | Dalslunde | Svaneke | 7.9944 | Scenario_3 | outage_line_7
12 | 13 | Dalslunde | Osterlars | 11.2209 | Scenario_3 | outage_line_7
15 | 13 | Gudhjem | Osterlars | 3.2934 | Scenario_3 | outage_line_7
14 | 13 | Olsker | Osterlars | 13.7985 | Scenario_3 | outage_line_7
14 | 6 | Olsker | Allinge | 7.0596 | Scenario_3 | outage_line_7
14 | 0 | Olsker | Hasle A | 19.6887 | Scenario_3 | outage_line_7
5 | 0 | BOR-HAS split 3 | Hasle A | 16.654 | Scenario_3 | outage_line_7
26 | 25 | BOR HAS split 2 | BOR HAS split 1 | 13.7206 | Scenario_3 | outage_line_7
25 | 27 | BOR HAS split 1 | Borrby | 16.4321 | Scenario_3 | outage_line_7
5 | 26 | BOR-HAS split 3 | BOR HAS split 2 | 16.3825 | Scenario_3 | outage_line_7
11 | 18 | Aakirkeby | Ronne Syd | 11.0833 | Scenario_3 | outage_line_8
11 | 9 | Aakirkeby | Bodilsker | 12.9443 | Scenario_3 | outage_line_8
10 | 9 | Poulsker | Bodilsker | 4.047 | Scenario_3 | outage_line_8
8 | 9 | Nexo | Bodilsker | 9.9684 | Scenario_3 | outage_line_8
12 | 9 | Dalslunde | Bodilsker | 8.4553 | Scenario_3 | outage_line_8
8 | 7 | Nexo | Svaneke | 6.0636 | Scenario_3 | outage_line_8
12 | 7 | Dalslunde | Svaneke | 7.6565 | Scenario_3 | outage_line_8
12 | 13 | Dalslunde | Osterlars | 10.3892 | Scenario_3 | outage_line_8
15 | 13 | Gudhjem | Osterlars | 3.2985 | Scenario_3 | outage_line_8
14 | 13 | Olsker | Osterlars | 12.8506 | Scenario_3 | outage_line_8
14 | 6 | Olsker | Allinge | 7.0432 | Scenario_3 | outage_line_8
14 | 0 | Olsker | Hasle A | 18.7123 | Scenario_3 | outage_line_8
5 | 0 | BOR-HAS split 3 | Hasle A | 15.952 | Scenario_3 | outage_line_8
26 | 25 | BOR HAS split 2 | BOR HAS split 1 | 13.2765 | Scenario_3 | outage_line_8
25 | 27 | BOR HAS split 1 | Borrby | 15.9756 | Scenario_3 | outage_line_8
5 | 26 | BOR-HAS split 3 | BOR HAS split 2 | 15.68 | Scenario_3 | outage_line_8
11 | 9 | Aakirkeby | Bodilsker | 2.1309 | Scenario_3 | outage_line_9
10 | 9 | Poulsker | Bodilsker | 3.9529 | Scenario_3 | outage_line_9
8 | 9 | Nexo | Bodilsker | 9.6299 | Scenario_3 | outage_line_9
12 | 9 | Dalslunde | Bodilsker | 4.7341 | Scenario_3 | outage_line_9
8 | 7 | Nexo | Svaneke | 4.3949 | Scenario_3 | outage_line_9
12 | 7 | Dalslunde | Svaneke | 5.5513 | Scenario_3 | outage_line_9
12 | 13 | Dalslunde | Osterlars | 4.9562 | Scenario_3 | outage_line_9
15 | 13 | Gudhjem | Osterlars | 3.3309 | Scenario_3 | outage_line_9
14 | 13 | Olsker | Osterlars | 7.8249 | Scenario_3 | outage_line_9
14 | 6 | Olsker | Allinge | 6.9424 | Scenario_3 | outage_line_9
14 | 0 | Olsker | Hasle A | 13.7326 | Scenario_3 | outage_line_9
5 | 0 | BOR-HAS split 3 | Hasle A | 12.477 | Scenario_3 | outage_line_9
26 | 25 | BOR HAS split 2 | BOR HAS split 1 | 13.172 | Scenario_3 | outage_line_9
25 | 27 | BOR HAS split 1 | Borrby | 16.278 | Scenario_3 | outage_line_9
5 | 26 | BOR-HAS split 3 | BOR HAS split 2 | 13.0432 | Scenario_3 | outage_line_9
10 | 9 | Poulsker | Bodilsker | 3.937 | Scenario_3 | outage_line_10
8 | 9 | Nexo | Bodilsker | 9.8096 | Scenario_3 | outage_line_10
12 | 9 | Dalslunde | Bodilsker | 4.3437 | Scenario_3 | outage_line_10
8 | 7 | Nexo | Svaneke | 4.2294 | Scenario_3 | outage_line_10
12 | 7 | Dalslunde | Svaneke | 5.1872 | Scenario_3 | outage_line_10
12 | 13 | Dalslunde | Osterlars | 4.0768 | Scenario_3 | outage_line_10
15 | 13 | Gudhjem | Osterlars | 3.3367 | Scenario_3 | outage_line_10
14 | 13 | Olsker | Osterlars | 6.8492 | Scenario_3 | outage_line_10
14 | 6 | Olsker | Allinge | 6.9254 | Scenario_3 | outage_line_10
14 | 0 | Olsker | Hasle A | 12.7419 | Scenario_3 | outage_line_10
5 | 0 | BOR-HAS split 3 | Hasle A | 11.7724 | Scenario_3 | outage_line_10
26 | 25 | BOR HAS split 2 | BOR HAS split 1 | 13.0177 | Scenario_3 | outage_line_10
25 | 27 | BOR HAS split 1 | Borrby | 16.1652 | Scenario_3 | outage_line_10
5 | 26 | BOR-HAS split 3 | BOR HAS split 2 | 12.8779 | Scenario_3 | outage_line_10
8 | 9 | Nexo | Bodilsker | 10.4362 | Scenario_3 | outage_line_11
12 | 9 | Dalslunde | Bodilsker | 5.0927 | Scenario_3 | outage_line_11
8 | 7 | Nexo | Svaneke | 4.5921 | Scenario_3 | outage_line_11
12 | 7 | Dalslunde | Svaneke | 5.2151 | Scenario_3 | outage_line_11
12 | 13 | Dalslunde | Osterlars | 4.5375 | Scenario_3 | outage_line_11
15 | 13 | Gudhjem | Osterlars | 3.3366 | Scenario_3 | outage_line_11
14 | 13 | Olsker | Osterlars | 6.3603 | Scenario_3 | outage_line_11
14 | 6 | Olsker | Allinge | 6.9262 | Scenario_3 | outage_line_11
14 | 0 | Olsker | Hasle A | 12.1841 | Scenario_3 | outage_line_11
5 | 0 | BOR-HAS split 3 | Hasle A | 11.3335 | Scenario_3 | outage_line_11
26 | 25 | BOR HAS split 2 | BOR HAS split 1 | 12.0965 | Scenario_3 | outage_line_11
25 | 27 | BOR HAS split 1 | Borrby | 15.0994 | Scenario_3 | outage_line_11
5 | 26 | BOR-HAS split 3 | BOR HAS split 2 | 11.9557 | Scenario_3 | outage_line_11
12 | 9 | Dalslunde | Bodilsker | 9.9231 | Scenario_3 | outage_line_12
8 | 7 | Nexo | Svaneke | 7.4747 | Scenario_3 | outage_line_12
12 | 7 | Dalslunde | Svaneke | 10.493 | Scenario_3 | outage_line_12
12 | 13 | Dalslunde | Osterlars | 4.9898 | Scenario_3 | outage_line_12
15 | 13 | Gudhjem | Osterlars | 3.3334 | Scenario_3 | outage_line_12
14 | 13 | Olsker | Osterlars | 6.8777 | Scenario_3 | outage_line_12
14 | 6 | Olsker | Allinge | 6.9357 | Scenario_3 | outage_line_12
14 | 0 | Olsker | Hasle A | 12.6969 | Scenario_3 | outage_line_12
5 | 0 | BOR-HAS split 3 | Hasle A | 11.693 | Scenario_3 | outage_line_12
26 | 25 | BOR HAS split 2 | BOR HAS split 1 | 12.0895 | Scenario_3 | outage_line_12
25 | 27 | BOR HAS split 1 | Borrby | 15.0521 | Scenario_3 | outage_line_12
5 | 26 | BOR-HAS split 3 | BOR HAS split 2 | 11.9552 | Scenario_3 | outage_line_12
8 | 7 | Nexo | Svaneke | 7.45 | Scenario_3 | outage_line_13
12 | 7 | Dalslunde | Svaneke | 10.442 | Scenario_3 | outage_line_13
12 | 13 | Dalslunde | Osterlars | 7.3119 | Scenario_3 | outage_line_13
15 | 13 | Gudhjem | Osterlars | 3.355 | Scenario_3 | outage_line_13
14 | 13 | Olsker | Osterlars | 11.6143 | Scenario_3 | outage_line_13
14 | 6 | Olsker | Allinge | 6.8716 | Scenario_3 | outage_line_13
14 | 0 | Olsker | Hasle A | 16.2195 | Scenario_3 | outage_line_13
5 | 0 | BOR-HAS split 3 | Hasle A | 14.1081 | Scenario_3 | outage_line_13
26 | 25 | BOR HAS split 2 | BOR HAS split 1 | 18.8646 | Scenario_3 | outage_line_13
25 | 27 | BOR HAS split 1 | Borrby | 23.0843 | Scenario_3 | outage_line_13
5 | 26 | BOR-HAS split 3 | BOR HAS split 2 | 18.7075 | Scenario_3 | outage_line_13
12 | 7 | Dalslunde | Svaneke | 5.1666 | Scenario_3 | outage_line_14
12 | 13 | Dalslunde | Osterlars | 2.4314 | Scenario_3 | outage_line_14
15 | 13 | Gudhjem | Osterlars | 3.3534 | Scenario_3 | outage_line_14
14 | 13 | Olsker | Osterlars | 6.8907 | Scenario_3 | outage_line_14
14 | 6 | Olsker | Allinge | 6.8771 | Scenario_3 | outage_line_14
14 | 0 | Olsker | Hasle A | 12.2613 | Scenario_3 | outage_line_14
5 | 0 | BOR-HAS split 3 | Hasle A | 11.4239 | Scenario_3 | outage_line_14
26 | 25 | BOR HAS split 2 | BOR HAS split 1 | 15.2746 | Scenario_3 | outage_line_14
25 | 27 | BOR HAS split 1 | Borrby | 18.9312 | Scenario_3 | outage_line_14
5 | 26 | BOR-HAS split 3 | BOR HAS split 2 | 15.1121 | Scenario_3 | outage_line_14
12 | 13 | Dalslunde | Osterlars | 0.21704 | Scenario_3 | outage_line_15
15 | 13 | Gudhjem | Osterlars | 3.3623 | Scenario_3 | outage_line_15
14 | 13 | Olsker | Osterlars | 4.4735 | Scenario_3 | outage_line_15
14 | 6 | Olsker | Allinge | 6.8531 | Scenario_3 | outage_line_15
14 | 0 | Olsker | Hasle A | 9.8234 | Scenario_3 | outage_line_15
5 | 0 | BOR-HAS split 3 | Hasle A | 9.6897 | Scenario_3 | outage_line_15
26 | 25 | BOR HAS split 2 | BOR HAS split 1 | 14.1632 | Scenario_3 | outage_line_15
25 | 27 | BOR HAS split 1 | Borrby | 17.7315 | Scenario_3 | outage_line_15
5 | 26 | BOR-HAS split 3 | BOR HAS split 2 | 13.9848 | Scenario_3 | outage_line_15
15 | 13 | Gudhjem | Osterlars | 3.3611 | Scenario_3 | outage_line_16
14 | 13 | Olsker | Osterlars | 4.4456 | Scenario_3 | outage_line_16
14 | 6 | Olsker | Allinge | 6.8564 | Scenario_3 | outage_line_16
14 | 0 | Olsker | Hasle A | 9.882 | Scenario_3 | outage_line_16
5 | 0 | BOR-HAS split 3 | Hasle A | 9.7365 | Scenario_3 | outage_line_16
26 | 25 | BOR HAS split 2 | BOR HAS split 1 | 14.0439 | Scenario_3 | outage_line_16
25 | 27 | BOR HAS split 1 | Borrby | 17.5848 | Scenario_3 | outage_line_16
5 | 26 | BOR-HAS split 3 | BOR HAS split 2 | 13.8668 | Scenario_3 | outage_line_16
14 | 13 | Olsker | Osterlars | 3.5086 | Scenario_3 | outage_line_17
14 | 6 | Olsker | Allinge | 6.8729 | Scenario_3 | outage_line_17
14 | 0 | Olsker | Hasle A | 9.3451 | Scenario_3 | outage_line_17
5 | 0 | BOR-HAS split 3 | Hasle A | 9.3441 | Scenario_3 | outage_line_17
26 | 25 | BOR HAS split 2 | BOR HAS split 1 | 12.4012 | Scenario_3 | outage_line_17
25 | 27 | BOR HAS split 1 | Borrby | 15.6528 | Scenario_3 | outage_line_17
5 | 26 | BOR-HAS split 3 | BOR HAS split 2 | 12.227 | Scenario_3 | outage_line_17
14 | 6 | Olsker | Allinge | 6.8246 | Scenario_3 | outage_line_18
14 | 0 | Olsker | Hasle A | 5.9229 | Scenario_3 | outage_line_18
5 | 0 | BOR-HAS split 3 | Hasle A | 6.8847 | Scenario_3 | outage_line_18
26 | 25 | BOR HAS split 2 | BOR HAS split 1 | 11.9464 | Scenario_3 | outage_line_18
25 | 27 | BOR HAS split 1 | Borrby | 15.298 | Scenario_3 | outage_line_18
5 | 26 | BOR-HAS split 3 | BOR HAS split 2 | 11.7424 | Scenario_3 | outage_line_18
14 | 0 | Olsker | Hasle A | 2.8263 | Scenario_3 | outage_line_19
5 | 0 | BOR-HAS split 3 | Hasle A | 4.6591 | Scenario_3 | outage_line_19
26 | 25 | BOR HAS split 2 | BOR HAS split 1 | 13.0252 | Scenario_3 | outage_line_19
25 | 27 | BOR HAS split 1 | Borrby | 16.6781 | Scenario_3 | outage_line_19
5 | 26 | BOR-HAS split 3 | BOR HAS split 2 | 12.8003 | Scenario_3 | outage_line_19
5 | 0 | BOR-HAS split 3 | Hasle A | 2.706 | Scenario_3 | outage_line_20
26 | 25 | BOR HAS split 2 | BOR HAS split 1 | 12.6298 | Scenario_3 | outage_line_20
25 | 27 | BOR HAS split 1 | Borrby | 16.2784 | Scenario_3 | outage_line_20
5 | 26 | BOR-HAS split 3 | BOR HAS split 2 | 12.3943 | Scenario_3 | outage_line_20
26 | 25 | BOR HAS split 2 | BOR HAS split 1 | 12.9472 | Scenario_3 | outage_line_21
25 | 27 | BOR HAS split 1 | Borrby | 16.6806 | Scenario_3 | outage_line_21
5 | 26 | BOR-HAS split 3 | BOR HAS split 2 | 12.7062 | Scenario_3 | outage_line_21
25 | 27 | BOR HAS split 1 | Borrby | 1.5266 | Scenario_3 | outage_line_22
5 | 26 | BOR-HAS split 3 | BOR HAS split 2 |  | Scenario_3 | outage_line_22
2 | 19 | Snorrebakken | Vaerket A | 6.7283 | Scenario_4 | outage_line_0
21 | 19 | Vesthavnen | Vaerket A | 7.2975 | Scenario_4 | outage_line_0
22 | 19 | Auxiliary bus Viadukten 1 | Vaerket A | 3.2691 | Scenario_4 | outage_line_0
19 | 18 | Vaerket A | Ronne Syd | 5.4311 | Scenario_4 | outage_line_0
4 | 21 | Ronne Nord | Vesthavnen | 7.8875 | Scenario_4 | outage_line_0
0 | 4 | Hasle A | Ronne Nord | 23.6454 | Scenario_4 | outage_line_0
23 | 4 | Auxiliary bus Viadukten 2 | Ronne Nord | 13.7971 | Scenario_4 | outage_line_0
24 | 18 | Auxiliary bus Viadukten 3 | Ronne Syd | 8.7469 | Scenario_4 | outage_line_0
11 | 18 | Aakirkeby | Ronne Syd | 2.7007 | Scenario_4 | outage_line_0
11 | 9 | Aakirkeby | Bodilsker | 2.9779 | Scenario_4 | outage_line_0
10 | 9 | Poulsker | Bodilsker | 4.0312 | Scenario_4 | outage_line_0
8 | 9 | Nexo | Bodilsker | 10.4135 | Scenario_4 | outage_line_0
12 | 9 | Dalslunde | Bodilsker | 3.4612 | Scenario_4 | outage_line_0
8 | 7 | Nexo | Svaneke | 3.4305 | Scenario_4 | outage_line_0
12 | 7 | Dalslunde | Svaneke | 3.3432 | Scenario_4 | outage_line_0
12 | 13 | Dalslunde | Osterlars | 1.5643 | Scenario_4 | outage_line_0
15 | 13 | Gudhjem | Osterlars | 3.2892 | Scenario_4 | outage_line_0
14 | 13 | Olsker | Osterlars | 3.1018 | Scenario_4 | outage_line_0
14 | 6 | Olsker | Allinge | 7.9617 | Scenario_4 | outage_line_0
14 | 0 | Olsker | Hasle A | 9.4835 | Scenario_4 | outage_line_0
5 | 0 | BOR-HAS split 3 | Hasle A | 22.4857 | Scenario_4 | outage_line_0
26 | 25 | BOR HAS split 2 | BOR HAS split 1 | 17.4618 | Scenario_4 | outage_line_0
25 | 27 | BOR HAS split 1 | Borrby | 20.3733 | Scenario_4 | outage_line_0
5 | 26 | BOR-HAS split 3 | BOR HAS split 2 | 22.1998 | Scenario_4 | outage_line_0
21 | 19 | Vesthavnen | Vaerket A | 7.0025 | Scenario_4 | outage_line_1
22 | 19 | Auxiliary bus Viadukten 1 | Vaerket A | 2.7062 | Scenario_4 | outage_line_1
19 | 18 | Vaerket A | Ronne Syd | 5.6587 | Scenario_4 | outage_line_1
4 | 21 | Ronne Nord | Vesthavnen | 7.5127 | Scenario_4 | outage_line_1
0 | 4 | Hasle A | Ronne Nord | 22.7146 | Scenario_4 | outage_line_1
23 | 4 | Auxiliary bus Viadukten 2 | Ronne Nord | 13.4481 | Scenario_4 | outage_line_1
24 | 18 | Auxiliary bus Viadukten 3 | Ronne Syd | 9.1084 | Scenario_4 | outage_line_1
11 | 18 | Aakirkeby | Ronne Syd | 3.6056 | Scenario_4 | outage_line_1
11 | 9 | Aakirkeby | Bodilsker | 3.4727 | Scenario_4 | outage_line_1
10 | 9 | Poulsker | Bodilsker | 4.0273 | Scenario_4 | outage_line_1
8 | 9 | Nexo | Bodilsker | 10.2652 | Scenario_4 | outage_line_1
12 | 9 | Dalslunde | Bodilsker | 3.268 | Scenario_4 | outage_line_1
8 | 7 | Nexo | Svaneke | 3.3872 | Scenario_4 | outage_line_1
12 | 7 | Dalslunde | Svaneke | 3.4192 | Scenario_4 | outage_line_1
12 | 13 | Dalslunde | Osterlars | 1.2644 | Scenario_4 | outage_line_1
15 | 13 | Gudhjem | Osterlars | 3.2911 | Scenario_4 | outage_line_1
14 | 13 | Olsker | Osterlars | 3.4218 | Scenario_4 | outage_line_1
14 | 6 | Olsker | Allinge | 7.9505 | Scenario_4 | outage_line_1
14 | 0 | Olsker | Hasle A | 9.7915 | Scenario_4 | outage_line_1
5 | 0 | BOR-HAS split 3 | Hasle A | 21.3871 | Scenario_4 | outage_line_1
26 | 25 | BOR HAS split 2 | BOR HAS split 1 | 15.5983 | Scenario_4 | outage_line_1
25 | 27 | BOR HAS split 1 | Borrby | 18.1848 | Scenario_4 | outage_line_1
5 | 26 | BOR-HAS split 3 | BOR HAS split 2 | 21.0738 | Scenario_4 | outage_line_1
22 | 19 | Auxiliary bus Viadukten 1 | Vaerket A | 8.2408 | Scenario_4 | outage_line_2
19 | 18 | Vaerket A | Ronne Syd | 3.3076 | Scenario_4 | outage_line_2
4 | 21 | Ronne Nord | Vesthavnen | 1.241 | Scenario_4 | outage_line_2
0 | 4 | Hasle A | Ronne Nord | 23.2013 | Scenario_4 | outage_line_2
23 | 4 | Auxiliary bus Viadukten 2 | Ronne Nord | 21.0036 | Scenario_4 | outage_line_2
24 | 18 | Auxiliary bus Viadukten 3 | Ronne Syd | 10.5104 | Scenario_4 | outage_line_2
11 | 18 | Aakirkeby | Ronne Syd | 3.6984 | Scenario_4 | outage_line_2
11 | 9 | Aakirkeby | Bodilsker | 3.7094 | Scenario_4 | outage_line_2
10 | 9 | Poulsker | Bodilsker | 4.0317 | Scenario_4 | outage_line_2
8 | 9 | Nexo | Bodilsker | 10.2544 | Scenario_4 | outage_line_2
12 | 9 | Dalslunde | Bodilsker | 3.2515 | Scenario_4 | outage_line_2
8 | 7 | Nexo | Svaneke | 3.3801 | Scenario_4 | outage_line_2
12 | 7 | Dalslunde | Svaneke | 3.4344 | Scenario_4 | outage_line_2
12 | 13 | Dalslunde | Osterlars | 1.2375 | Scenario_4 | outage_line_2
15 | 13 | Gudhjem | Osterlars | 3.2894 | Scenario_4 | outage_line_2
14 | 13 | Olsker | Osterlars | 3.4618 | Scenario_4 | outage_line_2
14 | 6 | Olsker | Allinge | 7.959 | Scenario_4 | outage_line_2
14 | 0 | Olsker | Hasle A | 9.8438 | Scenario_4 | outage_line_2
5 | 0 | BOR-HAS split 3 | Hasle A | 21.6801 | Scenario_4 | outage_line_2
26 | 25 | BOR HAS split 2 | BOR HAS split 1 | 15.7186 | Scenario_4 | outage_line_2
25 | 27 | BOR HAS split 1 | Borrby | 18.3194 | Scenario_4 | outage_line_2
5 | 26 | BOR-HAS split 3 | BOR HAS split 2 | 21.3639 | Scenario_4 | outage_line_2
19 | 18 | Vaerket A | Ronne Syd | 13.1925 | Scenario_4 | outage_line_3
4 | 21 | Ronne Nord | Vesthavnen | 1.242 | Scenario_4 | outage_line_3
0 | 4 | Hasle A | Ronne Nord | 23.5867 | Scenario_4 | outage_line_3
23 | 4 | Auxiliary bus Viadukten 2 | Ronne Nord | 21.3895 | Scenario_4 | outage_line_3
24 | 18 | Auxiliary bus Viadukten 3 | Ronne Syd | 19.4002 | Scenario_4 | outage_line_3
11 | 18 | Aakirkeby | Ronne Syd | 3.8044 | Scenario_4 | outage_line_3
11 | 9 | Aakirkeby | Bodilsker | 3.9293 | Scenario_4 | outage_line_3
10 | 9 | Poulsker | Bodilsker | 4.0353 | Scenario_4 | outage_line_3
8 | 9 | Nexo | Bodilsker | 10.2508 | Scenario_4 | outage_line_3
12 | 9 | Dalslunde | Bodilsker | 3.2488 | Scenario_4 | outage_line_3
8 | 7 | Nexo | Svaneke | 3.3803 | Scenario_4 | outage_line_3
12 | 7 | Dalslunde | Svaneke | 3.4502 | Scenario_4 | outage_line_3
12 | 13 | Dalslunde | Osterlars | 1.2282 | Scenario_4 | outage_line_3
15 | 13 | Gudhjem | Osterlars | 3.288 | Scenario_4 | outage_line_3
14 | 13 | Olsker | Osterlars | 3.4881 | Scenario_4 | outage_line_3
14 | 6 | Olsker | Allinge | 7.9659 | Scenario_4 | outage_line_3
14 | 0 | Olsker | Hasle A | 9.8852 | Scenario_4 | outage_line_3
5 | 0 | BOR-HAS split 3 | Hasle A | 21.9225 | Scenario_4 | outage_line_3
26 | 25 | BOR HAS split 2 | BOR HAS split 1 | 15.8278 | Scenario_4 | outage_line_3
25 | 27 | BOR HAS split 1 | Borrby | 18.4422 | Scenario_4 | outage_line_3
5 | 26 | BOR-HAS split 3 | BOR HAS split 2 | 21.604 | Scenario_4 | outage_line_3
4 | 21 | Ronne Nord | Vesthavnen | 1.2309 | Scenario_4 | outage_line_4
0 | 4 | Hasle A | Ronne Nord | 18.3372 | Scenario_4 | outage_line_4
23 | 4 | Auxiliary bus Viadukten 2 | Ronne Nord | 16.1166 | Scenario_4 | outage_line_4
24 | 18 | Auxiliary bus Viadukten 3 | Ronne Syd | 14.1191 | Scenario_4 | outage_line_4
11 | 18 | Aakirkeby | Ronne Syd | 3.4002 | Scenario_4 | outage_line_4
11 | 9 | Aakirkeby | Bodilsker | 2.5737 | Scenario_4 | outage_line_4
10 | 9 | Poulsker | Bodilsker | 4.0004 | Scenario_4 | outage_line_4
8 | 9 | Nexo | Bodilsker | 10.3429 | Scenario_4 | outage_line_4
12 | 9 | Dalslunde | Bodilsker | 3.542 | Scenario_4 | outage_line_4
8 | 7 | Nexo | Svaneke | 3.6094 | Scenario_4 | outage_line_4
12 | 7 | Dalslunde | Svaneke | 3.5667 | Scenario_4 | outage_line_4
12 | 13 | Dalslunde | Osterlars | 1.575 | Scenario_4 | outage_line_4
15 | 13 | Gudhjem | Osterlars | 3.3028 | Scenario_4 | outage_line_4
14 | 13 | Olsker | Osterlars | 3.3942 | Scenario_4 | outage_line_4
14 | 6 | Olsker | Allinge | 7.8902 | Scenario_4 | outage_line_4
14 | 0 | Olsker | Hasle A | 9.8516 | Scenario_4 | outage_line_4
5 | 0 | BOR-HAS split 3 | Hasle A | 19.2035 | Scenario_4 | outage_line_4
26 | 25 | BOR HAS split 2 | BOR HAS split 1 | 14.848 | Scenario_4 | outage_line_4
25 | 27 | BOR HAS split 1 | Borrby | 17.4799 | Scenario_4 | outage_line_4
5 | 26 | BOR-HAS split 3 | BOR HAS split 2 | 18.915 | Scenario_4 | outage_line_4
0 | 4 | Hasle A | Ronne Nord | 17.9867 | Scenario_4 | outage_line_5
23 | 4 | Auxiliary bus Viadukten 2 | Ronne Nord | 16.2424 | Scenario_4 | outage_line_5
24 | 18 | Auxiliary bus Viadukten 3 | Ronne Syd | 14.2444 | Scenario_4 | outage_line_5
11 | 18 | Aakirkeby | Ronne Syd | 3.5288 | Scenario_4 | outage_line_5
11 | 9 | Aakirkeby | Bodilsker | 2.634 | Scenario_4 | outage_line_5
10 | 9 | Poulsker | Bodilsker | 3.9984 | Scenario_4 | outage_line_5
8 | 9 | Nexo | Bodilsker | 10.325 | Scenario_4 | outage_line_5
12 | 9 | Dalslunde | Bodilsker | 3.5305 | Scenario_4 | outage_line_5
8 | 7 | Nexo | Svaneke | 3.6144 | Scenario_4 | outage_line_5
12 | 7 | Dalslunde | Svaneke | 3.5847 | Scenario_4 | outage_line_5
12 | 13 | Dalslunde | Osterlars | 1.5599 | Scenario_4 | outage_line_5
15 | 13 | Gudhjem | Osterlars | 3.3037 | Scenario_4 | outage_line_5
14 | 13 | Olsker | Osterlars | 3.4435 | Scenario_4 | outage_line_5
14 | 6 | Olsker | Allinge | 7.8855 | Scenario_4 | outage_line_5
14 | 0 | Olsker | Hasle A | 9.9001 | Scenario_4 | outage_line_5
5 | 0 | BOR-HAS split 3 | Hasle A | 18.9286 | Scenario_4 | outage_line_5
26 | 25 | BOR HAS split 2 | BOR HAS split 1 | 14.5455 | Scenario_4 | outage_line_5
25 | 27 | BOR HAS split 1 | Borrby | 17.1367 | Scenario_4 | outage_line_5
5 | 26 | BOR-HAS split 3 | BOR HAS split 2 | 18.6372 | Scenario_4 | outage_line_5
23 | 4 | Auxiliary bus Viadukten 2 | Ronne Nord | 2.5877 | Scenario_4 | outage_line_6
24 | 18 | Auxiliary bus Viadukten 3 | Ronne Syd | 4.7196 | Scenario_4 | outage_line_6
11 | 18 | Aakirkeby | Ronne Syd | 14.59 | Scenario_4 | outage_line_6
11 | 9 | Aakirkeby | Bodilsker | 16.8493 | Scenario_4 | outage_line_6
10 | 9 | Poulsker | Bodilsker | 4.0853 | Scenario_4 | outage_line_6
8 | 9 | Nexo | Bodilsker | 9.7173 | Scenario_4 | outage_line_6
12 | 9 | Dalslunde | Bodilsker | 9.4865 | Scenario_4 | outage_line_6
8 | 7 | Nexo | Svaneke | 6.5812 | Scenario_4 | outage_line_6
12 | 7 | Dalslunde | Svaneke | 8.0316 | Scenario_4 | outage_line_6
12 | 13 | Dalslunde | Osterlars | 11.8837 | Scenario_4 | outage_line_6
15 | 13 | Gudhjem | Osterlars | 3.2851 | Scenario_4 | outage_line_6
14 | 13 | Olsker | Osterlars | 14.5845 | Scenario_4 | outage_line_6
14 | 6 | Olsker | Allinge | 7.8953 | Scenario_4 | outage_line_6
14 | 0 | Olsker | Hasle A | 21.0806 | Scenario_4 | outage_line_6
5 | 0 | BOR-HAS split 3 | Hasle A | 17.8257 | Scenario_4 | outage_line_6
26 | 25 | BOR HAS split 2 | BOR HAS split 1 | 14.4438 | Scenario_4 | outage_line_6
25 | 27 | BOR HAS split 1 | Borrby | 17.1736 | Scenario_4 | outage_line_6
5 | 26 | BOR-HAS split 3 | BOR HAS split 2 | 17.5531 | Scenario_4 | outage_line_6
24 | 18 | Auxiliary bus Viadukten 3 | Ronne Syd | 2.7816 | Scenario_4 | outage_line_7
11 | 18 | Aakirkeby | Ronne Syd | 12.9949 | Scenario_4 | outage_line_7
11 | 9 | Aakirkeby | Bodilsker | 15.2108 | Scenario_4 | outage_line_7
10 | 9 | Poulsker | Bodilsker | 4.0703 | Scenario_4 | outage_line_7
8 | 9 | Nexo | Bodilsker | 9.8107 | Scenario_4 | outage_line_7
12 | 9 | Dalslunde | Bodilsker | 8.9986 | Scenario_4 | outage_line_7
8 | 7 | Nexo | Svaneke | 6.3839 | Scenario_4 | outage_line_7
12 | 7 | Dalslunde | Svaneke | 7.712 | Scenario_4 | outage_line_7
12 | 13 | Dalslunde | Osterlars | 11.0893 | Scenario_4 | outage_line_7
15 | 13 | Gudhjem | Osterlars | 3.2898 | Scenario_4 | outage_line_7
14 | 13 | Olsker | Osterlars | 13.6859 | Scenario_4 | outage_line_7
14 | 6 | Olsker | Allinge | 7.8778 | Scenario_4 | outage_line_7
14 | 0 | Olsker | Hasle A | 20.1541 | Scenario_4 | outage_line_7
5 | 0 | BOR-HAS split 3 | Hasle A | 17.1584 | Scenario_4 | outage_line_7
26 | 25 | BOR HAS split 2 | BOR HAS split 1 | 13.9761 | Scenario_4 | outage_line_7
25 | 27 | BOR HAS split 1 | Borrby | 16.6806 | Scenario_4 | outage_line_7
5 | 26 | BOR-HAS split 3 | BOR HAS split 2 | 16.8849 | Scenario_4 | outage_line_7
11 | 18 | Aakirkeby | Ronne Syd | 11.2495 | Scenario_4 | outage_line_8
11 | 9 | Aakirkeby | Bodilsker | 13.4032 | Scenario_4 | outage_line_8
10 | 9 | Poulsker | Bodilsker | 4.0536 | Scenario_4 | outage_line_8
8 | 9 | Nexo | Bodilsker | 9.9174 | Scenario_4 | outage_line_8
12 | 9 | Dalslunde | Bodilsker | 8.4688 | Scenario_4 | outage_line_8
8 | 7 | Nexo | Svaneke | 6.1689 | Scenario_4 | outage_line_8
12 | 7 | Dalslunde | Svaneke | 7.3552 | Scenario_4 | outage_line_8
12 | 13 | Dalslunde | Osterlars | 10.2116 | Scenario_4 | outage_line_8
15 | 13 | Gudhjem | Osterlars | 3.2951 | Scenario_4 | outage_line_8
14 | 13 | Olsker | Osterlars | 12.6848 | Scenario_4 | outage_line_8
14 | 6 | Olsker | Allinge | 7.8582 | Scenario_4 | outage_line_8
14 | 0 | Olsker | Hasle A | 19.1224 | Scenario_4 | outage_line_8
5 | 0 | BOR-HAS split 3 | Hasle A | 16.4162 | Scenario_4 | outage_line_8
26 | 25 | BOR HAS split 2 | BOR HAS split 1 | 13.492 | Scenario_4 | outage_line_8
25 | 27 | BOR HAS split 1 | Borrby | 16.1794 | Scenario_4 | outage_line_8
5 | 26 | BOR-HAS split 3 | BOR HAS split 2 | 16.1423 | Scenario_4 | outage_line_8
11 | 9 | Aakirkeby | Bodilsker | 2.4207 | Scenario_4 | outage_line_9
10 | 9 | Poulsker | Bodilsker | 3.9577 | Scenario_4 | outage_line_9
8 | 9 | Nexo | Bodilsker | 9.5163 | Scenario_4 | outage_line_9
12 | 9 | Dalslunde | Bodilsker | 4.7061 | Scenario_4 | outage_line_9
8 | 7 | Nexo | Svaneke | 4.4752 | Scenario_4 | outage_line_9
12 | 7 | Dalslunde | Svaneke | 5.2227 | Scenario_4 | outage_line_9
12 | 13 | Dalslunde | Osterlars | 4.6979 | Scenario_4 | outage_line_9
15 | 13 | Gudhjem | Osterlars | 3.3281 | Scenario_4 | outage_line_9
14 | 13 | Olsker | Osterlars | 7.5709 | Scenario_4 | outage_line_9
14 | 6 | Olsker | Allinge | 7.7426 | Scenario_4 | outage_line_9
14 | 0 | Olsker | Hasle A | 14.0092 | Scenario_4 | outage_line_9
5 | 0 | BOR-HAS split 3 | Hasle A | 12.8498 | Scenario_4 | outage_line_9
26 | 25 | BOR HAS split 2 | BOR HAS split 1 | 13.224 | Scenario_4 | outage_line_9
25 | 27 | BOR HAS split 1 | Borrby | 16.3005 | Scenario_4 | outage_line_9
5 | 26 | BOR-HAS split 3 | BOR HAS split 2 | 13.1015 | Scenario_4 | outage_line_9
10 | 9 | Poulsker | Bodilsker | 3.9394 | Scenario_4 | outage_line_10
8 | 9 | Nexo | Bodilsker | 9.7079 | Scenario_4 | outage_line_10
12 | 9 | Dalslunde | Bodilsker | 4.2675 | Scenario_4 | outage_line_10
8 | 7 | Nexo | Svaneke | 4.2827 | Scenario_4 | outage_line_10
12 | 7 | Dalslunde | Svaneke | 4.8049 | Scenario_4 | outage_line_10
12 | 13 | Dalslunde | Osterlars | 3.7036 | Scenario_4 | outage_line_10
15 | 13 | Gudhjem | Osterlars | 3.3348 | Scenario_4 | outage_line_10
14 | 13 | Olsker | Osterlars | 6.4543 | Scenario_4 | outage_line_10
14 | 6 | Olsker | Allinge | 7.7206 | Scenario_4 | outage_line_10
14 | 0 | Olsker | Hasle A | 12.8683 | Scenario_4 | outage_line_10
5 | 0 | BOR-HAS split 3 | Hasle A | 12.0386 | Scenario_4 | outage_line_10
26 | 25 | BOR HAS split 2 | BOR HAS split 1 | 13.0303 | Scenario_4 | outage_line_10
25 | 27 | BOR HAS split 1 | Borrby | 16.1529 | Scenario_4 | outage_line_10
5 | 26 | BOR-HAS split 3 | BOR HAS split 2 | 12.895 | Scenario_4 | outage_line_10
8 | 9 | Nexo | Bodilsker | 10.3362 | Scenario_4 | outage_line_11
12 | 9 | Dalslunde | Bodilsker | 5.0374 | Scenario_4 | outage_line_11
8 | 7 | Nexo | Svaneke | 4.6475 | Scenario_4 | outage_line_11
12 | 7 | Dalslunde | Svaneke | 4.8354 | Scenario_4 | outage_line_11
12 | 13 | Dalslunde | Osterlars | 4.242 | Scenario_4 | outage_line_11
15 | 13 | Gudhjem | Osterlars | 3.3346 | Scenario_4 | outage_line_11
14 | 13 | Olsker | Osterlars | 5.9557 | Scenario_4 | outage_line_11
14 | 6 | Olsker | Allinge | 7.7215 | Scenario_4 | outage_line_11
14 | 0 | Olsker | Hasle A | 12.3264 | Scenario_4 | outage_line_11
5 | 0 | BOR-HAS split 3 | Hasle A | 11.6066 | Scenario_4 | outage_line_11
26 | 25 | BOR HAS split 2 | BOR HAS split 1 | 12.1075 | Scenario_4 | outage_line_11
25 | 27 | BOR HAS split 1 | Borrby | 15.0833 | Scenario_4 | outage_line_11
5 | 26 | BOR-HAS split 3 | BOR HAS split 2 | 11.9715 | Scenario_4 | outage_line_11
12 | 9 | Dalslunde | Bodilsker | 9.863 | Scenario_4 | outage_line_12
8 | 7 | Nexo | Svaneke | 7.3171 | Scenario_4 | outage_line_12
12 | 7 | Dalslunde | Svaneke | 10.1816 | Scenario_4 | outage_line_12
12 | 13 | Dalslunde | Osterlars | 4.672 | Scenario_4 | outage_line_12
15 | 13 | Gudhjem | Osterlars | 3.3314 | Scenario_4 | outage_line_12
14 | 13 | Olsker | Osterlars | 6.4669 | Scenario_4 | outage_line_12
14 | 6 | Olsker | Allinge | 7.732 | Scenario_4 | outage_line_12
14 | 0 | Olsker | Hasle A | 12.836 | Scenario_4 | outage_line_12
5 | 0 | BOR-HAS split 3 | Hasle A | 11.9635 | Scenario_4 | outage_line_12
26 | 25 | BOR HAS split 2 | BOR HAS split 1 | 12.1092 | Scenario_4 | outage_line_12
25 | 27 | BOR HAS split 1 | Borrby | 15.046 | Scenario_4 | outage_line_12
5 | 26 | BOR-HAS split 3 | BOR HAS split 2 | 11.9797 | Scenario_4 | outage_line_12
8 | 7 | Nexo | Svaneke | 7.2968 | Scenario_4 | outage_line_13
12 | 7 | Dalslunde | Svaneke | 10.1453 | Scenario_4 | outage_line_13
12 | 13 | Dalslunde | Osterlars | 7.1156 | Scenario_4 | outage_line_13
15 | 13 | Gudhjem | Osterlars | 3.3527 | Scenario_4 | outage_line_13
14 | 13 | Olsker | Osterlars | 11.3911 | Scenario_4 | outage_line_13
14 | 6 | Olsker | Allinge | 7.661 | Scenario_4 | outage_line_13
14 | 0 | Olsker | Hasle A | 16.2262 | Scenario_4 | outage_line_13
5 | 0 | BOR-HAS split 3 | Hasle A | 14.3012 | Scenario_4 | outage_line_13
26 | 25 | BOR HAS split 2 | BOR HAS split 1 | 18.8147 | Scenario_4 | outage_line_13
25 | 27 | BOR HAS split 1 | Borrby | 23.0061 | Scenario_4 | outage_line_13
5 | 26 | BOR-HAS split 3 | BOR HAS split 2 | 18.6608 | Scenario_4 | outage_line_13
12 | 7 | Dalslunde | Svaneke | 4.7711 | Scenario_4 | outage_line_14
12 | 13 | Dalslunde | Osterlars | 2.2654 | Scenario_4 | outage_line_14
15 | 13 | Gudhjem | Osterlars | 3.3506 | Scenario_4 | outage_line_14
14 | 13 | Olsker | Osterlars | 6.748 | Scenario_4 | outage_line_14
14 | 6 | Olsker | Allinge | 7.6689 | Scenario_4 | outage_line_14
14 | 0 | Olsker | Hasle A | 12.4799 | Scenario_4 | outage_line_14
5 | 0 | BOR-HAS split 3 | Hasle A | 11.7663 | Scenario_4 | outage_line_14
26 | 25 | BOR HAS split 2 | BOR HAS split 1 | 15.2796 | Scenario_4 | outage_line_14
25 | 27 | BOR HAS split 1 | Borrby | 18.9077 | Scenario_4 | outage_line_14
5 | 26 | BOR-HAS split 3 | BOR HAS split 2 | 15.122 | Scenario_4 | outage_line_14
12 | 13 | Dalslunde | Osterlars | 0.21661 | Scenario_4 | outage_line_15
15 | 13 | Gudhjem | Osterlars | 3.3577 | Scenario_4 | outage_line_15
14 | 13 | Olsker | Osterlars | 4.4984 | Scenario_4 | outage_line_15
14 | 6 | Olsker | Allinge | 7.6473 | Scenario_4 | outage_line_15
14 | 0 | Olsker | Hasle A | 10.2926 | Scenario_4 | outage_line_15
5 | 0 | BOR-HAS split 3 | Hasle A | 10.2133 | Scenario_4 | outage_line_15
26 | 25 | BOR HAS split 2 | BOR HAS split 1 | 14.1139 | Scenario_4 | outage_line_15
25 | 27 | BOR HAS split 1 | Borrby | 17.6306 | Scenario_4 | outage_line_15
5 | 26 | BOR-HAS split 3 | BOR HAS split 2 | 13.9427 | Scenario_4 | outage_line_15
15 | 13 | Gudhjem | Osterlars | 3.3565 | Scenario_4 | outage_line_16
14 | 13 | Olsker | Osterlars | 4.4716 | Scenario_4 | outage_line_16
14 | 6 | Olsker | Allinge | 7.651 | Scenario_4 | outage_line_16
14 | 0 | Olsker | Hasle A | 10.3597 | Scenario_4 | outage_line_16
5 | 0 | BOR-HAS split 3 | Hasle A | 10.2646 | Scenario_4 | outage_line_16
26 | 25 | BOR HAS split 2 | BOR HAS split 1 | 13.9997 | Scenario_4 | outage_line_16
25 | 27 | BOR HAS split 1 | Borrby | 17.4891 | Scenario_4 | outage_line_16
5 | 26 | BOR-HAS split 3 | BOR HAS split 2 | 13.83 | Scenario_4 | outage_line_16
14 | 13 | Olsker | Osterlars | 3.5391 | Scenario_4 | outage_line_17
14 | 6 | Olsker | Allinge | 7.6695 | Scenario_4 | outage_line_17
14 | 0 | Olsker | Hasle A | 9.8982 | Scenario_4 | outage_line_17
5 | 0 | BOR-HAS split 3 | Hasle A | 9.9116 | Scenario_4 | outage_line_17
26 | 25 | BOR HAS split 2 | BOR HAS split 1 | 12.3717 | Scenario_4 | outage_line_17
25 | 27 | BOR HAS split 1 | Borrby | 15.5682 | Scenario_4 | outage_line_17
5 | 26 | BOR-HAS split 3 | BOR HAS split 2 | 12.206 | Scenario_4 | outage_line_17
14 | 6 | Olsker | Allinge | 7.6144 | Scenario_4 | outage_line_18
14 | 0 | Olsker | Hasle A | 6.4515 | Scenario_4 | outage_line_18
5 | 0 | BOR-HAS split 3 | Hasle A | 7.4276 | Scenario_4 | outage_line_18
26 | 25 | BOR HAS split 2 | BOR HAS split 1 | 11.7956 | Scenario_4 | outage_line_18
25 | 27 | BOR HAS split 1 | Borrby | 15.0847 | Scenario_4 | outage_line_18
5 | 26 | BOR-HAS split 3 | BOR HAS split 2 | 11.598 | Scenario_4 | outage_line_18
14 | 0 | Olsker | Hasle A | 2.8791 | Scenario_4 | outage_line_19
5 | 0 | BOR-HAS split 3 | Hasle A | 4.873 | Scenario_4 | outage_line_19
26 | 25 | BOR HAS split 2 | BOR HAS split 1 | 13.0273 | Scenario_4 | outage_line_19
25 | 27 | BOR HAS split 1 | Borrby | 16.6719 | Scenario_4 | outage_line_19
5 | 26 | BOR-HAS split 3 | BOR HAS split 2 | 12.8039 | Scenario_4 | outage_line_19
5 | 0 | BOR-HAS split 3 | Hasle A | 2.8832 | Scenario_4 | outage_line_20
26 | 25 | BOR HAS split 2 | BOR HAS split 1 | 12.5966 | Scenario_4 | outage_line_20
25 | 27 | BOR HAS split 1 | Borrby | 16.2352 | Scenario_4 | outage_line_20
5 | 26 | BOR-HAS split 3 | BOR HAS split 2 | 12.3617 | Scenario_4 | outage_line_20
26 | 25 | BOR HAS split 2 | BOR HAS split 1 | 12.9472 | Scenario_4 | outage_line_21
25 | 27 | BOR HAS split 1 | Borrby | 16.6806 | Scenario_4 | outage_line_21
5 | 26 | BOR-HAS split 3 | BOR HAS split 2 | 12.7062 | Scenario_4 | outage_line_21
25 | 27 | BOR HAS split 1 | Borrby | 1.5266 | Scenario_4 | outage_line_22
5 | 26 | BOR-HAS split 3 | BOR HAS split 2 |  | Scenario_4 | outage_line_22
2 | 19 | Snorrebakken | Vaerket A | 7.1601 | Scenario_5 | outage_line_0
21 | 19 | Vesthavnen | Vaerket A | 7.2914 | Scenario_5 | outage_line_0
22 | 19 | Auxiliary bus Viadukten 1 | Vaerket A | 3.4795 | Scenario_5 | outage_line_0
19 | 18 | Vaerket A | Ronne Syd | 5.3572 | Scenario_5 | outage_line_0
4 | 21 | Ronne Nord | Vesthavnen | 8.3037 | Scenario_5 | outage_line_0
0 | 4 | Hasle A | Ronne Nord | 24.3894 | Scenario_5 | outage_line_0
23 | 4 | Auxiliary bus Viadukten 2 | Ronne Nord | 14.1335 | Scenario_5 | outage_line_0
24 | 18 | Auxiliary bus Viadukten 3 | Ronne Syd | 8.746 | Scenario_5 | outage_line_0
11 | 18 | Aakirkeby | Ronne Syd | 2.5952 | Scenario_5 | outage_line_0
11 | 9 | Aakirkeby | Bodilsker | 3.2507 | Scenario_5 | outage_line_0
10 | 9 | Poulsker | Bodilsker | 4.041 | Scenario_5 | outage_line_0
8 | 9 | Nexo | Bodilsker | 10.2233 | Scenario_5 | outage_line_0
12 | 9 | Dalslunde | Bodilsker | 3.4595 | Scenario_5 | outage_line_0
8 | 7 | Nexo | Svaneke | 3.4649 | Scenario_5 | outage_line_0
12 | 7 | Dalslunde | Svaneke | 2.9805 | Scenario_5 | outage_line_0
12 | 13 | Dalslunde | Osterlars | 1.757 | Scenario_5 | outage_line_0
15 | 13 | Gudhjem | Osterlars | 3.2844 | Scenario_5 | outage_line_0
14 | 13 | Olsker | Osterlars | 2.934 | Scenario_5 | outage_line_0
14 | 6 | Olsker | Allinge | 8.8052 | Scenario_5 | outage_line_0
14 | 0 | Olsker | Hasle A | 9.7223 | Scenario_5 | outage_line_0
5 | 0 | BOR-HAS split 3 | Hasle A | 23.367 | Scenario_5 | outage_line_0
26 | 25 | BOR HAS split 2 | BOR HAS split 1 | 18.1707 | Scenario_5 | outage_line_0
25 | 27 | BOR HAS split 1 | Borrby | 21.193 | Scenario_5 | outage_line_0
5 | 26 | BOR-HAS split 3 | BOR HAS split 2 | 23.0808 | Scenario_5 | outage_line_0
21 | 19 | Vesthavnen | Vaerket A | 6.9176 | Scenario_5 | outage_line_1
22 | 19 | Auxiliary bus Viadukten 1 | Vaerket A | 2.7808 | Scenario_5 | outage_line_1
19 | 18 | Vaerket A | Ronne Syd | 5.6259 | Scenario_5 | outage_line_1
4 | 21 | Ronne Nord | Vesthavnen | 7.8384 | Scenario_5 | outage_line_1
0 | 4 | Hasle A | Ronne Nord | 23.2591 | Scenario_5 | outage_line_1
23 | 4 | Auxiliary bus Viadukten 2 | Ronne Nord | 13.6873 | Scenario_5 | outage_line_1
24 | 18 | Auxiliary bus Viadukten 3 | Ronne Syd | 9.133 | Scenario_5 | outage_line_1
11 | 18 | Aakirkeby | Ronne Syd | 3.5217 | Scenario_5 | outage_line_1
11 | 9 | Aakirkeby | Bodilsker | 3.6182 | Scenario_5 | outage_line_1
10 | 9 | Poulsker | Bodilsker | 4.036 | Scenario_5 | outage_line_1
8 | 9 | Nexo | Bodilsker | 10.0702 | Scenario_5 | outage_line_1
12 | 9 | Dalslunde | Bodilsker | 3.2551 | Scenario_5 | outage_line_1
8 | 7 | Nexo | Svaneke | 3.4255 | Scenario_5 | outage_line_1
12 | 7 | Dalslunde | Svaneke | 3.065 | Scenario_5 | outage_line_1
12 | 13 | Dalslunde | Osterlars | 1.4136 | Scenario_5 | outage_line_1
15 | 13 | Gudhjem | Osterlars | 3.2868 | Scenario_5 | outage_line_1
14 | 13 | Olsker | Osterlars | 3.2609 | Scenario_5 | outage_line_1
14 | 6 | Olsker | Allinge | 8.7899 | Scenario_5 | outage_line_1
14 | 0 | Olsker | Hasle A | 10.0468 | Scenario_5 | outage_line_1
5 | 0 | BOR-HAS split 3 | Hasle A | 22.1421 | Scenario_5 | outage_line_1
26 | 25 | BOR HAS split 2 | BOR HAS split 1 | 16.1895 | Scenario_5 | outage_line_1
25 | 27 | BOR HAS split 1 | Borrby | 18.8669 | Scenario_5 | outage_line_1
5 | 26 | BOR-HAS split 3 | BOR HAS split 2 | 21.8286 | Scenario_5 | outage_line_1
22 | 19 | Auxiliary bus Viadukten 1 | Vaerket A | 8.2501 | Scenario_5 | outage_line_2
19 | 18 | Vaerket A | Ronne Syd | 3.3 | Scenario_5 | outage_line_2
4 | 21 | Ronne Nord | Vesthavnen | 1.6566 | Scenario_5 | outage_line_2
0 | 4 | Hasle A | Ronne Nord | 23.7457 | Scenario_5 | outage_line_2
23 | 4 | Auxiliary bus Viadukten 2 | Ronne Nord | 21.1464 | Scenario_5 | outage_line_2
24 | 18 | Auxiliary bus Viadukten 3 | Ronne Syd | 10.517 | Scenario_5 | outage_line_2
11 | 18 | Aakirkeby | Ronne Syd | 3.6255 | Scenario_5 | outage_line_2
11 | 9 | Aakirkeby | Bodilsker | 3.872 | Scenario_5 | outage_line_2
10 | 9 | Poulsker | Bodilsker | 4.0404 | Scenario_5 | outage_line_2
8 | 9 | Nexo | Bodilsker | 10.0591 | Scenario_5 | outage_line_2
12 | 9 | Dalslunde | Bodilsker | 3.2379 | Scenario_5 | outage_line_2
8 | 7 | Nexo | Svaneke | 3.4183 | Scenario_5 | outage_line_2
12 | 7 | Dalslunde | Svaneke | 3.0794 | Scenario_5 | outage_line_2
12 | 13 | Dalslunde | Osterlars | 1.3817 | Scenario_5 | outage_line_2
15 | 13 | Gudhjem | Osterlars | 3.2851 | Scenario_5 | outage_line_2
14 | 13 | Olsker | Osterlars | 3.2972 | Scenario_5 | outage_line_2
14 | 6 | Olsker | Allinge | 8.7993 | Scenario_5 | outage_line_2
14 | 0 | Olsker | Hasle A | 10.099 | Scenario_5 | outage_line_2
5 | 0 | BOR-HAS split 3 | Hasle A | 22.436 | Scenario_5 | outage_line_2
26 | 25 | BOR HAS split 2 | BOR HAS split 1 | 16.321 | Scenario_5 | outage_line_2
25 | 27 | BOR HAS split 1 | Borrby | 19.0149 | Scenario_5 | outage_line_2
5 | 26 | BOR-HAS split 3 | BOR HAS split 2 | 22.1196 | Scenario_5 | outage_line_2
19 | 18 | Vaerket A | Ronne Syd | 13.1701 | Scenario_5 | outage_line_3
4 | 21 | Ronne Nord | Vesthavnen | 1.6579 | Scenario_5 | outage_line_3
0 | 4 | Hasle A | Ronne Nord | 24.1294 | Scenario_5 | outage_line_3
23 | 4 | Auxiliary bus Viadukten 2 | Ronne Nord | 21.5303 | Scenario_5 | outage_line_3
24 | 18 | Auxiliary bus Viadukten 3 | Ronne Syd | 19.4276 | Scenario_5 | outage_line_3
11 | 18 | Aakirkeby | Ronne Syd | 3.7403 | Scenario_5 | outage_line_3
11 | 9 | Aakirkeby | Bodilsker | 4.1048 | Scenario_5 | outage_line_3
10 | 9 | Poulsker | Bodilsker | 4.0441 | Scenario_5 | outage_line_3
8 | 9 | Nexo | Bodilsker | 10.0551 | Scenario_5 | outage_line_3
12 | 9 | Dalslunde | Bodilsker | 3.2341 | Scenario_5 | outage_line_3
8 | 7 | Nexo | Svaneke | 3.4186 | Scenario_5 | outage_line_3
12 | 7 | Dalslunde | Svaneke | 3.0951 | Scenario_5 | outage_line_3
12 | 13 | Dalslunde | Osterlars | 1.3644 | Scenario_5 | outage_line_3
15 | 13 | Gudhjem | Osterlars | 3.2837 | Scenario_5 | outage_line_3
14 | 13 | Olsker | Osterlars | 3.319 | Scenario_5 | outage_line_3
14 | 6 | Olsker | Allinge | 8.807 | Scenario_5 | outage_line_3
14 | 0 | Olsker | Hasle A | 10.1418 | Scenario_5 | outage_line_3
5 | 0 | BOR-HAS split 3 | Hasle A | 22.6787 | Scenario_5 | outage_line_3
26 | 25 | BOR HAS split 2 | BOR HAS split 1 | 16.4388 | Scenario_5 | outage_line_3
25 | 27 | BOR HAS split 1 | Borrby | 19.148 | Scenario_5 | outage_line_3
5 | 26 | BOR-HAS split 3 | BOR HAS split 2 | 22.3603 | Scenario_5 | outage_line_3
4 | 21 | Ronne Nord | Vesthavnen | 1.6424 | Scenario_5 | outage_line_4
0 | 4 | Hasle A | Ronne Nord | 18.8607 | Scenario_5 | outage_line_4
23 | 4 | Auxiliary bus Viadukten 2 | Ronne Nord | 16.2455 | Scenario_5 | outage_line_4
24 | 18 | Auxiliary bus Viadukten 3 | Ronne Syd | 14.1377 | Scenario_5 | outage_line_4
11 | 18 | Aakirkeby | Ronne Syd | 3.2871 | Scenario_5 | outage_line_4
11 | 9 | Aakirkeby | Bodilsker | 2.6341 | Scenario_5 | outage_line_4
10 | 9 | Poulsker | Bodilsker | 4.0088 | Scenario_5 | outage_line_4
8 | 9 | Nexo | Bodilsker | 10.1529 | Scenario_5 | outage_line_4
12 | 9 | Dalslunde | Bodilsker | 3.5149 | Scenario_5 | outage_line_4
8 | 7 | Nexo | Svaneke | 3.6475 | Scenario_5 | outage_line_4
12 | 7 | Dalslunde | Svaneke | 3.2163 | Scenario_5 | outage_line_4
12 | 13 | Dalslunde | Osterlars | 1.6117 | Scenario_5 | outage_line_4
15 | 13 | Gudhjem | Osterlars | 3.2984 | Scenario_5 | outage_line_4
14 | 13 | Olsker | Osterlars | 3.1861 | Scenario_5 | outage_line_4
14 | 6 | Olsker | Allinge | 8.722 | Scenario_5 | outage_line_4
14 | 0 | Olsker | Hasle A | 10.1193 | Scenario_5 | outage_line_4
5 | 0 | BOR-HAS split 3 | Hasle A | 19.9179 | Scenario_5 | outage_line_4
26 | 25 | BOR HAS split 2 | BOR HAS split 1 | 15.2876 | Scenario_5 | outage_line_4
25 | 27 | BOR HAS split 1 | Borrby | 17.931 | Scenario_5 | outage_line_4
5 | 26 | BOR-HAS split 3 | BOR HAS split 2 | 19.6272 | Scenario_5 | outage_line_4
0 | 4 | Hasle A | Ronne Nord | 18.1448 | Scenario_5 | outage_line_5
23 | 4 | Auxiliary bus Viadukten 2 | Ronne Nord | 16.4753 | Scenario_5 | outage_line_5
24 | 18 | Auxiliary bus Viadukten 3 | Ronne Syd | 14.37 | Scenario_5 | outage_line_5
11 | 18 | Aakirkeby | Ronne Syd | 3.4572 | Scenario_5 | outage_line_5
11 | 9 | Aakirkeby | Bodilsker | 2.632 | Scenario_5 | outage_line_5
10 | 9 | Poulsker | Bodilsker | 4.0046 | Scenario_5 | outage_line_5
8 | 9 | Nexo | Bodilsker | 10.1365 | Scenario_5 | outage_line_5
12 | 9 | Dalslunde | Bodilsker | 3.5156 | Scenario_5 | outage_line_5
8 | 7 | Nexo | Svaneke | 3.6674 | Scenario_5 | outage_line_5
12 | 7 | Dalslunde | Svaneke | 3.2481 | Scenario_5 | outage_line_5
12 | 13 | Dalslunde | Osterlars | 1.5965 | Scenario_5 | outage_line_5
15 | 13 | Gudhjem | Osterlars | 3.3003 | Scenario_5 | outage_line_5
14 | 13 | Olsker | Osterlars | 3.2462 | Scenario_5 | outage_line_5
14 | 6 | Olsker | Allinge | 8.7111 | Scenario_5 | outage_line_5
14 | 0 | Olsker | Hasle A | 10.1849 | Scenario_5 | outage_line_5
5 | 0 | BOR-HAS split 3 | Hasle A | 19.4302 | Scenario_5 | outage_line_5
26 | 25 | BOR HAS split 2 | BOR HAS split 1 | 14.8532 | Scenario_5 | outage_line_5
25 | 27 | BOR HAS split 1 | Borrby | 17.4514 | Scenario_5 | outage_line_5
5 | 26 | BOR-HAS split 3 | BOR HAS split 2 | 19.1374 | Scenario_5 | outage_line_5
23 | 4 | Auxiliary bus Viadukten 2 | Ronne Nord | 2.5099 | Scenario_5 | outage_line_6
24 | 18 | Auxiliary bus Viadukten 3 | Ronne Syd | 4.7572 | Scenario_5 | outage_line_6
11 | 18 | Aakirkeby | Ronne Syd | 14.8018 | Scenario_5 | outage_line_6
11 | 9 | Aakirkeby | Bodilsker | 17.3641 | Scenario_5 | outage_line_6
10 | 9 | Poulsker | Bodilsker | 4.0926 | Scenario_5 | outage_line_6
8 | 9 | Nexo | Bodilsker | 9.7074 | Scenario_5 | outage_line_6
12 | 9 | Dalslunde | Bodilsker | 9.512 | Scenario_5 | outage_line_6
8 | 7 | Nexo | Svaneke | 6.6937 | Scenario_5 | outage_line_6
12 | 7 | Dalslunde | Svaneke | 7.7354 | Scenario_5 | outage_line_6
12 | 13 | Dalslunde | Osterlars | 11.7172 | Scenario_5 | outage_line_6
15 | 13 | Gudhjem | Osterlars | 3.2817 | Scenario_5 | outage_line_6
14 | 13 | Olsker | Osterlars | 14.4369 | Scenario_5 | outage_line_6
14 | 6 | Olsker | Allinge | 8.722 | Scenario_5 | outage_line_6
14 | 0 | Olsker | Hasle A | 21.517 | Scenario_5 | outage_line_6
5 | 0 | BOR-HAS split 3 | Hasle A | 18.3104 | Scenario_5 | outage_line_6
26 | 25 | BOR HAS split 2 | BOR HAS split 1 | 14.7151 | Scenario_5 | outage_line_6
25 | 27 | BOR HAS split 1 | Borrby | 17.4457 | Scenario_5 | outage_line_6
5 | 26 | BOR-HAS split 3 | BOR HAS split 2 | 18.036 | Scenario_5 | outage_line_6
24 | 18 | Auxiliary bus Viadukten 3 | Ronne Syd | 2.8957 | Scenario_5 | outage_line_7
11 | 18 | Aakirkeby | Ronne Syd | 13.2678 | Scenario_5 | outage_line_7
11 | 9 | Aakirkeby | Bodilsker | 15.7852 | Scenario_5 | outage_line_7
10 | 9 | Poulsker | Bodilsker | 4.0781 | Scenario_5 | outage_line_7
8 | 9 | Nexo | Bodilsker | 9.7858 | Scenario_5 | outage_line_7
12 | 9 | Dalslunde | Bodilsker | 9.0443 | Scenario_5 | outage_line_7
8 | 7 | Nexo | Svaneke | 6.504 | Scenario_5 | outage_line_7
12 | 7 | Dalslunde | Svaneke | 7.4293 | Scenario_5 | outage_line_7
12 | 13 | Dalslunde | Osterlars | 10.9579 | Scenario_5 | outage_line_7
15 | 13 | Gudhjem | Osterlars | 3.2861 | Scenario_5 | outage_line_7
14 | 13 | Olsker | Osterlars | 13.5736 | Scenario_5 | outage_line_7
14 | 6 | Olsker | Allinge | 8.7032 | Scenario_5 | outage_line_7
14 | 0 | Olsker | Hasle A | 20.6258 | Scenario_5 | outage_line_7
5 | 0 | BOR-HAS split 3 | Hasle A | 17.6675 | Scenario_5 | outage_line_7
26 | 25 | BOR HAS split 2 | BOR HAS split 1 | 14.2477 | Scenario_5 | outage_line_7
25 | 27 | BOR HAS split 1 | Borrby | 16.949 | Scenario_5 | outage_line_7
5 | 26 | BOR-HAS split 3 | BOR HAS split 2 | 17.3922 | Scenario_5 | outage_line_7
11 | 18 | Aakirkeby | Ronne Syd | 11.417 | Scenario_5 | outage_line_8
11 | 9 | Aakirkeby | Bodilsker | 13.866 | Scenario_5 | outage_line_8
10 | 9 | Poulsker | Bodilsker | 4.0604 | Scenario_5 | outage_line_8
8 | 9 | Nexo | Bodilsker | 9.8779 | Scenario_5 | outage_line_8
12 | 9 | Dalslunde | Bodilsker | 8.4816 | Scenario_5 | outage_line_8
8 | 7 | Nexo | Svaneke | 6.2738 | Scenario_5 | outage_line_8
12 | 7 | Dalslunde | Svaneke | 7.0534 | Scenario_5 | outage_line_8
12 | 13 | Dalslunde | Osterlars | 10.0341 | Scenario_5 | outage_line_8
15 | 13 | Gudhjem | Osterlars | 3.2917 | Scenario_5 | outage_line_8
14 | 13 | Olsker | Osterlars | 12.5188 | Scenario_5 | outage_line_8
14 | 6 | Olsker | Allinge | 8.6801 | Scenario_5 | outage_line_8
14 | 0 | Olsker | Hasle A | 19.5382 | Scenario_5 | outage_line_8
5 | 0 | BOR-HAS split 3 | Hasle A | 16.8845 | Scenario_5 | outage_line_8
26 | 25 | BOR HAS split 2 | BOR HAS split 1 | 13.7221 | Scenario_5 | outage_line_8
25 | 27 | BOR HAS split 1 | Borrby | 16.4009 | Scenario_5 | outage_line_8
5 | 26 | BOR-HAS split 3 | BOR HAS split 2 | 16.6088 | Scenario_5 | outage_line_8
11 | 9 | Aakirkeby | Bodilsker | 2.7115 | Scenario_5 | outage_line_9
10 | 9 | Poulsker | Bodilsker | 3.9626 | Scenario_5 | outage_line_9
8 | 9 | Nexo | Bodilsker | 9.4106 | Scenario_5 | outage_line_9
12 | 9 | Dalslunde | Bodilsker | 4.6776 | Scenario_5 | outage_line_9
8 | 7 | Nexo | Svaneke | 4.5549 | Scenario_5 | outage_line_9
12 | 7 | Dalslunde | Svaneke | 4.8937 | Scenario_5 | outage_line_9
12 | 13 | Dalslunde | Osterlars | 4.442 | Scenario_5 | outage_line_9
15 | 13 | Gudhjem | Osterlars | 3.3252 | Scenario_5 | outage_line_9
14 | 13 | Olsker | Osterlars | 7.3167 | Scenario_5 | outage_line_9
14 | 6 | Olsker | Allinge | 8.5489 | Scenario_5 | outage_line_9
14 | 0 | Olsker | Hasle A | 14.2919 | Scenario_5 | outage_line_9
5 | 0 | BOR-HAS split 3 | Hasle A | 13.2267 | Scenario_5 | outage_line_9
26 | 25 | BOR HAS split 2 | BOR HAS split 1 | 13.2878 | Scenario_5 | outage_line_9
25 | 27 | BOR HAS split 1 | Borrby | 16.336 | Scenario_5 | outage_line_9
5 | 26 | BOR-HAS split 3 | BOR HAS split 2 | 13.1717 | Scenario_5 | outage_line_9
10 | 9 | Poulsker | Bodilsker | 3.9418 | Scenario_5 | outage_line_10
8 | 9 | Nexo | Bodilsker | 9.6106 | Scenario_5 | outage_line_10
12 | 9 | Dalslunde | Bodilsker | 4.1954 | Scenario_5 | outage_line_10
8 | 7 | Nexo | Svaneke | 4.3354 | Scenario_5 | outage_line_10
12 | 7 | Dalslunde | Svaneke | 4.4225 | Scenario_5 | outage_line_10
12 | 13 | Dalslunde | Osterlars | 3.3427 | Scenario_5 | outage_line_10
15 | 13 | Gudhjem | Osterlars | 3.3328 | Scenario_5 | outage_line_10
14 | 13 | Olsker | Osterlars | 6.06 | Scenario_5 | outage_line_10
14 | 6 | Olsker | Allinge | 8.5211 | Scenario_5 | outage_line_10
14 | 0 | Olsker | Hasle A | 12.9994 | Scenario_5 | outage_line_10
5 | 0 | BOR-HAS split 3 | Hasle A | 12.3079 | Scenario_5 | outage_line_10
26 | 25 | BOR HAS split 2 | BOR HAS split 1 | 13.049 | Scenario_5 | outage_line_10
25 | 27 | BOR HAS split 1 | Borrby | 16.1469 | Scenario_5 | outage_line_10
5 | 26 | BOR-HAS split 3 | BOR HAS split 2 | 12.9183 | Scenario_5 | outage_line_10
8 | 9 | Nexo | Bodilsker | 10.2404 | Scenario_5 | outage_line_11
12 | 9 | Dalslunde | Bodilsker | 4.986 | Scenario_5 | outage_line_11
8 | 7 | Nexo | Svaneke | 4.7021 | Scenario_5 | outage_line_11
12 | 7 | Dalslunde | Svaneke | 4.456 | Scenario_5 | outage_line_11
12 | 13 | Dalslunde | Osterlars | 3.9699 | Scenario_5 | outage_line_11
15 | 13 | Gudhjem | Osterlars | 3.3326 | Scenario_5 | outage_line_11
14 | 13 | Olsker | Osterlars | 5.5505 | Scenario_5 | outage_line_11
14 | 6 | Olsker | Allinge | 8.5221 | Scenario_5 | outage_line_11
14 | 0 | Olsker | Hasle A | 12.4734 | Scenario_5 | outage_line_11
5 | 0 | BOR-HAS split 3 | Hasle A | 11.8826 | Scenario_5 | outage_line_11
26 | 25 | BOR HAS split 2 | BOR HAS split 1 | 12.125 | Scenario_5 | outage_line_11
25 | 27 | BOR HAS split 1 | Borrby | 15.0741 | Scenario_5 | outage_line_11
5 | 26 | BOR-HAS split 3 | BOR HAS split 2 | 11.9939 | Scenario_5 | outage_line_11
12 | 9 | Dalslunde | Bodilsker | 9.8015 | Scenario_5 | outage_line_12
8 | 7 | Nexo | Svaneke | 7.1618 | Scenario_5 | outage_line_12
12 | 7 | Dalslunde | Svaneke | 9.8931 | Scenario_5 | outage_line_12
12 | 13 | Dalslunde | Osterlars | 4.3735 | Scenario_5 | outage_line_12
15 | 13 | Gudhjem | Osterlars | 3.3294 | Scenario_5 | outage_line_12
14 | 13 | Olsker | Osterlars | 6.0553 | Scenario_5 | outage_line_12
14 | 6 | Olsker | Allinge | 8.5337 | Scenario_5 | outage_line_12
14 | 0 | Olsker | Hasle A | 12.9797 | Scenario_5 | outage_line_12
5 | 0 | BOR-HAS split 3 | Hasle A | 12.237 | Scenario_5 | outage_line_12
26 | 25 | BOR HAS split 2 | BOR HAS split 1 | 12.1353 | Scenario_5 | outage_line_12
25 | 27 | BOR HAS split 1 | Borrby | 15.0466 | Scenario_5 | outage_line_12
5 | 26 | BOR-HAS split 3 | BOR HAS split 2 | 12.0108 | Scenario_5 | outage_line_12
8 | 7 | Nexo | Svaneke | 7.1458 | Scenario_5 | outage_line_13
12 | 7 | Dalslunde | Svaneke | 9.8709 | Scenario_5 | outage_line_13
12 | 13 | Dalslunde | Osterlars | 6.9351 | Scenario_5 | outage_line_13
15 | 13 | Gudhjem | Osterlars | 3.3504 | Scenario_5 | outage_line_13
14 | 13 | Olsker | Osterlars | 11.1748 | Scenario_5 | outage_line_13
14 | 6 | Olsker | Allinge | 8.4559 | Scenario_5 | outage_line_13
14 | 0 | Olsker | Hasle A | 16.2389 | Scenario_5 | outage_line_13
5 | 0 | BOR-HAS split 3 | Hasle A | 14.5002 | Scenario_5 | outage_line_13
26 | 25 | BOR HAS split 2 | BOR HAS split 1 | 18.7685 | Scenario_5 | outage_line_13
25 | 27 | BOR HAS split 1 | Borrby | 22.9318 | Scenario_5 | outage_line_13
5 | 26 | BOR-HAS split 3 | BOR HAS split 2 | 18.618 | Scenario_5 | outage_line_13
12 | 7 | Dalslunde | Svaneke | 4.3758 | Scenario_5 | outage_line_14
12 | 13 | Dalslunde | Osterlars | 2.121 | Scenario_5 | outage_line_14
15 | 13 | Gudhjem | Osterlars | 3.3477 | Scenario_5 | outage_line_14
14 | 13 | Olsker | Osterlars | 6.6111 | Scenario_5 | outage_line_14
14 | 6 | Olsker | Allinge | 8.4667 | Scenario_5 | outage_line_14
14 | 0 | Olsker | Hasle A | 12.7062 | Scenario_5 | outage_line_14
5 | 0 | BOR-HAS split 3 | Hasle A | 12.1145 | Scenario_5 | outage_line_14
26 | 25 | BOR HAS split 2 | BOR HAS split 1 | 15.2938 | Scenario_5 | outage_line_14
25 | 27 | BOR HAS split 1 | Borrby | 18.8939 | Scenario_5 | outage_line_14
5 | 26 | BOR-HAS split 3 | BOR HAS split 2 | 15.1412 | Scenario_5 | outage_line_14
12 | 13 | Dalslunde | Osterlars | 0.21618 | Scenario_5 | outage_line_15
15 | 13 | Gudhjem | Osterlars | 3.3531 | Scenario_5 | outage_line_15
14 | 13 | Olsker | Osterlars | 4.5235 | Scenario_5 | outage_line_15
14 | 6 | Olsker | Allinge | 8.4485 | Scenario_5 | outage_line_15
14 | 0 | Olsker | Hasle A | 10.7802 | Scenario_5 | outage_line_15
5 | 0 | BOR-HAS split 3 | Hasle A | 10.7483 | Scenario_5 | outage_line_15
26 | 25 | BOR HAS split 2 | BOR HAS split 1 | 14.0894 | Scenario_5 | outage_line_15
25 | 27 | BOR HAS split 1 | Borrby | 17.5561 | Scenario_5 | outage_line_15
5 | 26 | BOR-HAS split 3 | BOR HAS split 2 | 13.9259 | Scenario_5 | outage_line_15
15 | 13 | Gudhjem | Osterlars | 3.3519 | Scenario_5 | outage_line_16
14 | 13 | Olsker | Osterlars | 4.4979 | Scenario_5 | outage_line_16
14 | 6 | Olsker | Allinge | 8.4527 | Scenario_5 | outage_line_16
14 | 0 | Olsker | Hasle A | 10.8551 | Scenario_5 | outage_line_16
5 | 0 | BOR-HAS split 3 | Hasle A | 10.8038 | Scenario_5 | outage_line_16
26 | 25 | BOR HAS split 2 | BOR HAS split 1 | 13.9807 | Scenario_5 | outage_line_16
25 | 27 | BOR HAS split 1 | Borrby | 17.4202 | Scenario_5 | outage_line_16
5 | 26 | BOR-HAS split 3 | BOR HAS split 2 | 13.8188 | Scenario_5 | outage_line_16
14 | 13 | Olsker | Osterlars | 3.5698 | Scenario_5 | outage_line_17
14 | 6 | Olsker | Allinge | 8.4732 | Scenario_5 | outage_line_17
14 | 0 | Olsker | Hasle A | 10.4627 | Scenario_5 | outage_line_17
5 | 0 | BOR-HAS split 3 | Hasle A | 10.4864 | Scenario_5 | outage_line_17
26 | 25 | BOR HAS split 2 | BOR HAS split 1 | 12.371 | Scenario_5 | outage_line_17
25 | 27 | BOR HAS split 1 | Borrby | 15.5141 | Scenario_5 | outage_line_17
5 | 26 | BOR-HAS split 3 | BOR HAS split 2 | 12.2142 | Scenario_5 | outage_line_17
14 | 6 | Olsker | Allinge | 8.411 | Scenario_5 | outage_line_18
14 | 0 | Olsker | Hasle A | 6.9929 | Scenario_5 | outage_line_18
5 | 0 | BOR-HAS split 3 | Hasle A | 7.9784 | Scenario_5 | outage_line_18
26 | 25 | BOR HAS split 2 | BOR HAS split 1 | 11.67 | Scenario_5 | outage_line_18
25 | 27 | BOR HAS split 1 | Borrby | 14.8969 | Scenario_5 | outage_line_18
5 | 26 | BOR-HAS split 3 | BOR HAS split 2 | 11.4795 | Scenario_5 | outage_line_18
14 | 0 | Olsker | Hasle A | 2.9319 | Scenario_5 | outage_line_19
5 | 0 | BOR-HAS split 3 | Hasle A | 5.0873 | Scenario_5 | outage_line_19
26 | 25 | BOR HAS split 2 | BOR HAS split 1 | 13.0325 | Scenario_5 | outage_line_19
25 | 27 | BOR HAS split 1 | Borrby | 16.6689 | Scenario_5 | outage_line_19
5 | 26 | BOR-HAS split 3 | BOR HAS split 2 | 12.8107 | Scenario_5 | outage_line_19
5 | 0 | BOR-HAS split 3 | Hasle A | 3.0607 | Scenario_5 | outage_line_20
26 | 25 | BOR HAS split 2 | BOR HAS split 1 | 12.5653 | Scenario_5 | outage_line_20
25 | 27 | BOR HAS split 1 | Borrby | 16.194 | Scenario_5 | outage_line_20
5 | 26 | BOR-HAS split 3 | BOR HAS split 2 | 12.3313 | Scenario_5 | outage_line_20
26 | 25 | BOR HAS split 2 | BOR HAS split 1 | 12.9472 | Scenario_5 | outage_line_21
25 | 27 | BOR HAS split 1 | Borrby | 16.6806 | Scenario_5 | outage_line_21
5 | 26 | BOR-HAS split 3 | BOR HAS split 2 | 12.7062 | Scenario_5 | outage_line_21
25 | 27 | BOR HAS split 1 | Borrby | 1.5266 | Scenario_5 | outage_line_22
5 | 26 | BOR-HAS split 3 | BOR HAS split 2 |  | Scenario_5 | outage_line_22
2 | 19 | Snorrebakken | Vaerket A | 7.595 | Scenario_6 | outage_line_0
21 | 19 | Vesthavnen | Vaerket A | 7.2862 | Scenario_6 | outage_line_0
22 | 19 | Auxiliary bus Viadukten 1 | Vaerket A | 3.6927 | Scenario_6 | outage_line_0
19 | 18 | Vaerket A | Ronne Syd | 5.2847 | Scenario_6 | outage_line_0
4 | 21 | Ronne Nord | Vesthavnen | 8.7244 | Scenario_6 | outage_line_0
0 | 4 | Hasle A | Ronne Nord | 25.1417 | Scenario_6 | outage_line_0
23 | 4 | Auxiliary bus Viadukten 2 | Ronne Nord | 14.4739 | Scenario_6 | outage_line_0
24 | 18 | Auxiliary bus Viadukten 3 | Ronne Syd | 8.7453 | Scenario_6 | outage_line_0
11 | 18 | Aakirkeby | Ronne Syd | 2.5083 | Scenario_6 | outage_line_0
11 | 9 | Aakirkeby | Bodilsker | 3.5861 | Scenario_6 | outage_line_0
10 | 9 | Poulsker | Bodilsker | 4.0509 | Scenario_6 | outage_line_0
8 | 9 | Nexo | Bodilsker | 10.0358 | Scenario_6 | outage_line_0
12 | 9 | Dalslunde | Bodilsker | 3.4615 | Scenario_6 | outage_line_0
8 | 7 | Nexo | Svaneke | 3.4985 | Scenario_6 | outage_line_0
12 | 7 | Dalslunde | Svaneke | 2.6163 | Scenario_6 | outage_line_0
12 | 13 | Dalslunde | Osterlars | 2.0233 | Scenario_6 | outage_line_0
15 | 13 | Gudhjem | Osterlars | 3.2796 | Scenario_6 | outage_line_0
14 | 13 | Olsker | Osterlars | 2.7935 | Scenario_6 | outage_line_0
14 | 6 | Olsker | Allinge | 9.6582 | Scenario_6 | outage_line_0
14 | 0 | Olsker | Hasle A | 9.9679 | Scenario_6 | outage_line_0
5 | 0 | BOR-HAS split 3 | Hasle A | 24.2572 | Scenario_6 | outage_line_0
26 | 25 | BOR HAS split 2 | BOR HAS split 1 | 18.9021 | Scenario_6 | outage_line_0
25 | 27 | BOR HAS split 1 | Borrby | 22.0394 | Scenario_6 | outage_line_0
5 | 26 | BOR-HAS split 3 | BOR HAS split 2 | 23.9707 | Scenario_6 | outage_line_0
21 | 19 | Vesthavnen | Vaerket A | 6.8317 | Scenario_6 | outage_line_1
22 | 19 | Auxiliary bus Viadukten 1 | Vaerket A | 2.8577 | Scenario_6 | outage_line_1
19 | 18 | Vaerket A | Ronne Syd | 5.5931 | Scenario_6 | outage_line_1
4 | 21 | Ronne Nord | Vesthavnen | 8.1675 | Scenario_6 | outage_line_1
0 | 4 | Hasle A | Ronne Nord | 23.8088 | Scenario_6 | outage_line_1
23 | 4 | Auxiliary bus Viadukten 2 | Ronne Nord | 13.9286 | Scenario_6 | outage_line_1
24 | 18 | Auxiliary bus Viadukten 3 | Ronne Syd | 9.1581 | Scenario_6 | outage_line_1
11 | 18 | Aakirkeby | Ronne Syd | 3.4448 | Scenario_6 | outage_line_1
11 | 9 | Aakirkeby | Bodilsker | 3.8189 | Scenario_6 | outage_line_1
10 | 9 | Poulsker | Bodilsker | 4.0449 | Scenario_6 | outage_line_1
8 | 9 | Nexo | Bodilsker | 9.8786 | Scenario_6 | outage_line_1
12 | 9 | Dalslunde | Bodilsker | 3.2449 | Scenario_6 | outage_line_1
8 | 7 | Nexo | Svaneke | 3.4634 | Scenario_6 | outage_line_1
12 | 7 | Dalslunde | Svaneke | 2.7095 | Scenario_6 | outage_line_1
12 | 13 | Dalslunde | Osterlars | 1.6484 | Scenario_6 | outage_line_1
15 | 13 | Gudhjem | Osterlars | 3.2824 | Scenario_6 | outage_line_1
14 | 13 | Olsker | Osterlars | 3.1212 | Scenario_6 | outage_line_1
14 | 6 | Olsker | Allinge | 9.6381 | Scenario_6 | outage_line_1
14 | 0 | Olsker | Hasle A | 10.3089 | Scenario_6 | outage_line_1
5 | 0 | BOR-HAS split 3 | Hasle A | 22.9043 | Scenario_6 | outage_line_1
26 | 25 | BOR HAS split 2 | BOR HAS split 1 | 16.8003 | Scenario_6 | outage_line_1
25 | 27 | BOR HAS split 1 | Borrby | 19.5725 | Scenario_6 | outage_line_1
5 | 26 | BOR-HAS split 3 | BOR HAS split 2 | 22.5906 | Scenario_6 | outage_line_1
22 | 19 | Auxiliary bus Viadukten 1 | Vaerket A | 8.2599 | Scenario_6 | outage_line_2
19 | 18 | Vaerket A | Ronne Syd | 3.2929 | Scenario_6 | outage_line_2
4 | 21 | Ronne Nord | Vesthavnen | 2.0757 | Scenario_6 | outage_line_2
0 | 4 | Hasle A | Ronne Nord | 24.2954 | Scenario_6 | outage_line_2
23 | 4 | Auxiliary bus Viadukten 2 | Ronne Nord | 21.2904 | Scenario_6 | outage_line_2
24 | 18 | Auxiliary bus Viadukten 3 | Ronne Syd | 10.5238 | Scenario_6 | outage_line_2
11 | 18 | Aakirkeby | Ronne Syd | 3.5599 | Scenario_6 | outage_line_2
11 | 9 | Aakirkeby | Bodilsker | 4.0848 | Scenario_6 | outage_line_2
10 | 9 | Poulsker | Bodilsker | 4.0493 | Scenario_6 | outage_line_2
8 | 9 | Nexo | Bodilsker | 9.8672 | Scenario_6 | outage_line_2
12 | 9 | Dalslunde | Bodilsker | 3.2269 | Scenario_6 | outage_line_2
8 | 7 | Nexo | Svaneke | 3.456 | Scenario_6 | outage_line_2
12 | 7 | Dalslunde | Svaneke | 2.7232 | Scenario_6 | outage_line_2
12 | 13 | Dalslunde | Osterlars | 1.613 | Scenario_6 | outage_line_2
15 | 13 | Gudhjem | Osterlars | 3.2807 | Scenario_6 | outage_line_2
14 | 13 | Olsker | Osterlars | 3.1552 | Scenario_6 | outage_line_2
14 | 6 | Olsker | Allinge | 9.6485 | Scenario_6 | outage_line_2
14 | 0 | Olsker | Hasle A | 10.361 | Scenario_6 | outage_line_2
5 | 0 | BOR-HAS split 3 | Hasle A | 23.1991 | Scenario_6 | outage_line_2
26 | 25 | BOR HAS split 2 | BOR HAS split 1 | 16.9424 | Scenario_6 | outage_line_2
25 | 27 | BOR HAS split 1 | Borrby | 19.7331 | Scenario_6 | outage_line_2
5 | 26 | BOR-HAS split 3 | BOR HAS split 2 | 22.8827 | Scenario_6 | outage_line_2
19 | 18 | Vaerket A | Ronne Syd | 13.1491 | Scenario_6 | outage_line_3
4 | 21 | Ronne Nord | Vesthavnen | 2.0774 | Scenario_6 | outage_line_3
0 | 4 | Hasle A | Ronne Nord | 24.6773 | Scenario_6 | outage_line_3
23 | 4 | Auxiliary bus Viadukten 2 | Ronne Nord | 21.6725 | Scenario_6 | outage_line_3
24 | 18 | Auxiliary bus Viadukten 3 | Ronne Syd | 19.4554 | Scenario_6 | outage_line_3
11 | 18 | Aakirkeby | Ronne Syd | 3.6837 | Scenario_6 | outage_line_3
11 | 9 | Aakirkeby | Bodilsker | 4.3269 | Scenario_6 | outage_line_3
10 | 9 | Poulsker | Bodilsker | 4.0529 | Scenario_6 | outage_line_3
8 | 9 | Nexo | Bodilsker | 9.8629 | Scenario_6 | outage_line_3
12 | 9 | Dalslunde | Bodilsker | 3.222 | Scenario_6 | outage_line_3
8 | 7 | Nexo | Svaneke | 3.4564 | Scenario_6 | outage_line_3
12 | 7 | Dalslunde | Svaneke | 2.7387 | Scenario_6 | outage_line_3
12 | 13 | Dalslunde | Osterlars | 1.5867 | Scenario_6 | outage_line_3
15 | 13 | Gudhjem | Osterlars | 3.2793 | Scenario_6 | outage_line_3
14 | 13 | Olsker | Osterlars | 3.1746 | Scenario_6 | outage_line_3
14 | 6 | Olsker | Allinge | 9.657 | Scenario_6 | outage_line_3
14 | 0 | Olsker | Hasle A | 10.4052 | Scenario_6 | outage_line_3
5 | 0 | BOR-HAS split 3 | Hasle A | 23.4422 | Scenario_6 | outage_line_3
26 | 25 | BOR HAS split 2 | BOR HAS split 1 | 17.0681 | Scenario_6 | outage_line_3
25 | 27 | BOR HAS split 1 | Borrby | 19.8758 | Scenario_6 | outage_line_3
5 | 26 | BOR-HAS split 3 | BOR HAS split 2 | 23.1238 | Scenario_6 | outage_line_3
4 | 21 | Ronne Nord | Vesthavnen | 2.0572 | Scenario_6 | outage_line_4
0 | 4 | Hasle A | Ronne Nord | 19.3887 | Scenario_6 | outage_line_4
23 | 4 | Auxiliary bus Viadukten 2 | Ronne Nord | 16.3754 | Scenario_6 | outage_line_4
24 | 18 | Auxiliary bus Viadukten 3 | Ronne Syd | 14.1566 | Scenario_6 | outage_line_4
11 | 18 | Aakirkeby | Ronne Syd | 3.1778 | Scenario_6 | outage_line_4
11 | 9 | Aakirkeby | Bodilsker | 2.77 | Scenario_6 | outage_line_4
10 | 9 | Poulsker | Bodilsker | 4.0173 | Scenario_6 | outage_line_4
8 | 9 | Nexo | Bodilsker | 9.9666 | Scenario_6 | outage_line_4
12 | 9 | Dalslunde | Bodilsker | 3.4895 | Scenario_6 | outage_line_4
8 | 7 | Nexo | Svaneke | 3.6851 | Scenario_6 | outage_line_4
12 | 7 | Dalslunde | Svaneke | 2.8647 | Scenario_6 | outage_line_4
12 | 13 | Dalslunde | Osterlars | 1.7114 | Scenario_6 | outage_line_4
15 | 13 | Gudhjem | Osterlars | 3.2941 | Scenario_6 | outage_line_4
14 | 13 | Olsker | Osterlars | 2.9919 | Scenario_6 | outage_line_4
14 | 6 | Olsker | Allinge | 9.5623 | Scenario_6 | outage_line_4
14 | 0 | Olsker | Hasle A | 10.3934 | Scenario_6 | outage_line_4
5 | 0 | BOR-HAS split 3 | Hasle A | 20.64 | Scenario_6 | outage_line_4
26 | 25 | BOR HAS split 2 | BOR HAS split 1 | 15.7626 | Scenario_6 | outage_line_4
25 | 27 | BOR HAS split 1 | Borrby | 18.4159 | Scenario_6 | outage_line_4
5 | 26 | BOR-HAS split 3 | BOR HAS split 2 | 20.3473 | Scenario_6 | outage_line_4
0 | 4 | Hasle A | Ronne Nord | 18.3041 | Scenario_6 | outage_line_5
23 | 4 | Auxiliary bus Viadukten 2 | Ronne Nord | 16.7095 | Scenario_6 | outage_line_5
24 | 18 | Auxiliary bus Viadukten 3 | Ronne Syd | 14.4965 | Scenario_6 | outage_line_5
11 | 18 | Aakirkeby | Ronne Syd | 3.3859 | Scenario_6 | outage_line_5
11 | 9 | Aakirkeby | Bodilsker | 2.6797 | Scenario_6 | outage_line_5
10 | 9 | Poulsker | Bodilsker | 4.0108 | Scenario_6 | outage_line_5
8 | 9 | Nexo | Bodilsker | 9.9531 | Scenario_6 | outage_line_5
12 | 9 | Dalslunde | Bodilsker | 3.5011 | Scenario_6 | outage_line_5
8 | 7 | Nexo | Svaneke | 3.7202 | Scenario_6 | outage_line_5
12 | 7 | Dalslunde | Svaneke | 2.9108 | Scenario_6 | outage_line_5
12 | 13 | Dalslunde | Osterlars | 1.6829 | Scenario_6 | outage_line_5
15 | 13 | Gudhjem | Osterlars | 3.2969 | Scenario_6 | outage_line_5
14 | 13 | Olsker | Osterlars | 3.0577 | Scenario_6 | outage_line_5
14 | 6 | Olsker | Allinge | 9.5439 | Scenario_6 | outage_line_5
14 | 0 | Olsker | Hasle A | 10.4766 | Scenario_6 | outage_line_5
5 | 0 | BOR-HAS split 3 | Hasle A | 19.9363 | Scenario_6 | outage_line_5
26 | 25 | BOR HAS split 2 | BOR HAS split 1 | 15.1771 | Scenario_6 | outage_line_5
25 | 27 | BOR HAS split 1 | Borrby | 17.7834 | Scenario_6 | outage_line_5
5 | 26 | BOR-HAS split 3 | BOR HAS split 2 | 19.6421 | Scenario_6 | outage_line_5
23 | 4 | Auxiliary bus Viadukten 2 | Ronne Nord | 2.4319 | Scenario_6 | outage_line_6
24 | 18 | Auxiliary bus Viadukten 3 | Ronne Syd | 4.7952 | Scenario_6 | outage_line_6
11 | 18 | Aakirkeby | Ronne Syd | 15.0152 | Scenario_6 | outage_line_6
11 | 9 | Aakirkeby | Bodilsker | 17.8827 | Scenario_6 | outage_line_6
10 | 9 | Poulsker | Bodilsker | 4.0999 | Scenario_6 | outage_line_6
8 | 9 | Nexo | Bodilsker | 9.7104 | Scenario_6 | outage_line_6
12 | 9 | Dalslunde | Bodilsker | 9.5371 | Scenario_6 | outage_line_6
8 | 7 | Nexo | Svaneke | 6.806 | Scenario_6 | outage_line_6
12 | 7 | Dalslunde | Svaneke | 7.4388 | Scenario_6 | outage_line_6
12 | 13 | Dalslunde | Osterlars | 11.5507 | Scenario_6 | outage_line_6
15 | 13 | Gudhjem | Osterlars | 3.2782 | Scenario_6 | outage_line_6
14 | 13 | Olsker | Osterlars | 14.2893 | Scenario_6 | outage_line_6
14 | 6 | Olsker | Allinge | 9.5559 | Scenario_6 | outage_line_6
14 | 0 | Olsker | Hasle A | 21.9595 | Scenario_6 | outage_line_6
5 | 0 | BOR-HAS split 3 | Hasle A | 18.7995 | Scenario_6 | outage_line_6
26 | 25 | BOR HAS split 2 | BOR HAS split 1 | 15 | Scenario_6 | outage_line_6
25 | 27 | BOR HAS split 1 | Borrby | 17.7347 | Scenario_6 | outage_line_6
5 | 26 | BOR-HAS split 3 | BOR HAS split 2 | 18.5235 | Scenario_6 | outage_line_6
24 | 18 | Auxiliary bus Viadukten 3 | Ronne Syd | 3.0104 | Scenario_6 | outage_line_7
11 | 18 | Aakirkeby | Ronne Syd | 13.543 | Scenario_6 | outage_line_7
11 | 9 | Aakirkeby | Bodilsker | 16.3643 | Scenario_6 | outage_line_7
10 | 9 | Poulsker | Bodilsker | 4.086 | Scenario_6 | outage_line_7
8 | 9 | Nexo | Bodilsker | 9.7746 | Scenario_6 | outage_line_7
12 | 9 | Dalslunde | Bodilsker | 9.0897 | Scenario_6 | outage_line_7
8 | 7 | Nexo | Svaneke | 6.6241 | Scenario_6 | outage_line_7
12 | 7 | Dalslunde | Svaneke | 7.1462 | Scenario_6 | outage_line_7
12 | 13 | Dalslunde | Osterlars | 10.8265 | Scenario_6 | outage_line_7
15 | 13 | Gudhjem | Osterlars | 3.2825 | Scenario_6 | outage_line_7
14 | 13 | Olsker | Osterlars | 13.4613 | Scenario_6 | outage_line_7
14 | 6 | Olsker | Allinge | 9.5359 | Scenario_6 | outage_line_7
14 | 0 | Olsker | Hasle A | 21.1038 | Scenario_6 | outage_line_7
5 | 0 | BOR-HAS split 3 | Hasle A | 18.1813 | Scenario_6 | outage_line_7
26 | 25 | BOR HAS split 2 | BOR HAS split 1 | 14.5352 | Scenario_6 | outage_line_7
25 | 27 | BOR HAS split 1 | Borrby | 17.2368 | Scenario_6 | outage_line_7
5 | 26 | BOR-HAS split 3 | BOR HAS split 2 | 17.9043 | Scenario_6 | outage_line_7
11 | 18 | Aakirkeby | Ronne Syd | 11.5859 | Scenario_6 | outage_line_8
11 | 9 | Aakirkeby | Bodilsker | 14.3326 | Scenario_6 | outage_line_8
10 | 9 | Poulsker | Bodilsker | 4.0673 | Scenario_6 | outage_line_8
8 | 9 | Nexo | Bodilsker | 9.8501 | Scenario_6 | outage_line_8
12 | 9 | Dalslunde | Bodilsker | 8.4937 | Scenario_6 | outage_line_8
8 | 7 | Nexo | Svaneke | 6.3784 | Scenario_6 | outage_line_8
12 | 7 | Dalslunde | Svaneke | 6.7511 | Scenario_6 | outage_line_8
12 | 13 | Dalslunde | Osterlars | 9.8568 | Scenario_6 | outage_line_8
15 | 13 | Gudhjem | Osterlars | 3.2883 | Scenario_6 | outage_line_8
14 | 13 | Olsker | Osterlars | 12.3526 | Scenario_6 | outage_line_8
14 | 6 | Olsker | Allinge | 9.5089 | Scenario_6 | outage_line_8
14 | 0 | Olsker | Hasle A | 19.9596 | Scenario_6 | outage_line_8
5 | 0 | BOR-HAS split 3 | Hasle A | 17.3571 | Scenario_6 | outage_line_8
26 | 25 | BOR HAS split 2 | BOR HAS split 1 | 13.9666 | Scenario_6 | outage_line_8
25 | 27 | BOR HAS split 1 | Borrby | 16.6398 | Scenario_6 | outage_line_8
5 | 26 | BOR-HAS split 3 | BOR HAS split 2 | 17.0796 | Scenario_6 | outage_line_8
11 | 9 | Aakirkeby | Bodilsker | 3.0033 | Scenario_6 | outage_line_9
10 | 9 | Poulsker | Bodilsker | 3.9675 | Scenario_6 | outage_line_9
8 | 9 | Nexo | Bodilsker | 9.3129 | Scenario_6 | outage_line_9
12 | 9 | Dalslunde | Bodilsker | 4.6488 | Scenario_6 | outage_line_9
8 | 7 | Nexo | Svaneke | 4.634 | Scenario_6 | outage_line_9
12 | 7 | Dalslunde | Svaneke | 4.5644 | Scenario_6 | outage_line_9
12 | 13 | Dalslunde | Osterlars | 4.189 | Scenario_6 | outage_line_9
15 | 13 | Gudhjem | Osterlars | 3.3223 | Scenario_6 | outage_line_9
14 | 13 | Olsker | Osterlars | 7.0623 | Scenario_6 | outage_line_9
14 | 6 | Olsker | Allinge | 9.3614 | Scenario_6 | outage_line_9
14 | 0 | Olsker | Hasle A | 14.5807 | Scenario_6 | outage_line_9
5 | 0 | BOR-HAS split 3 | Hasle A | 13.6078 | Scenario_6 | outage_line_9
26 | 25 | BOR HAS split 2 | BOR HAS split 1 | 13.3636 | Scenario_6 | outage_line_9
25 | 27 | BOR HAS split 1 | Borrby | 16.3847 | Scenario_6 | outage_line_9
5 | 26 | BOR-HAS split 3 | BOR HAS split 2 | 13.3808 | Scenario_6 | outage_line_9
10 | 9 | Poulsker | Bodilsker | 3.9443 | Scenario_6 | outage_line_10
8 | 9 | Nexo | Bodilsker | 9.5178 | Scenario_6 | outage_line_10
12 | 9 | Dalslunde | Bodilsker | 4.1275 | Scenario_6 | outage_line_10
8 | 7 | Nexo | Svaneke | 4.3875 | Scenario_6 | outage_line_10
12 | 7 | Dalslunde | Svaneke | 4.0399 | Scenario_6 | outage_line_10
12 | 13 | Dalslunde | Osterlars | 2.999 | Scenario_6 | outage_line_10
15 | 13 | Gudhjem | Osterlars | 3.3307 | Scenario_6 | outage_line_10
14 | 13 | Olsker | Osterlars | 5.6666 | Scenario_6 | outage_line_10
14 | 6 | Olsker | Allinge | 9.3271 | Scenario_6 | outage_line_10
14 | 0 | Olsker | Hasle A | 13.1353 | Scenario_6 | outage_line_10
5 | 0 | BOR-HAS split 3 | Hasle A | 12.5803 | Scenario_6 | outage_line_10
26 | 25 | BOR HAS split 2 | BOR HAS split 1 | 13.0738 | Scenario_6 | outage_line_10
25 | 27 | BOR HAS split 1 | Borrby | 16.1475 | Scenario_6 | outage_line_10
5 | 26 | BOR-HAS split 3 | BOR HAS split 2 | 12.9478 | Scenario_6 | outage_line_10
8 | 9 | Nexo | Bodilsker | 10.1486 | Scenario_6 | outage_line_11
12 | 9 | Dalslunde | Bodilsker | 4.9385 | Scenario_6 | outage_line_11
8 | 7 | Nexo | Svaneke | 4.7561 | Scenario_6 | outage_line_11
12 | 7 | Dalslunde | Svaneke | 4.0771 | Scenario_6 | outage_line_11
12 | 13 | Dalslunde | Osterlars | 3.7268 | Scenario_6 | outage_line_11
15 | 13 | Gudhjem | Osterlars | 3.3306 | Scenario_6 | outage_line_11
14 | 13 | Olsker | Osterlars | 5.1445 | Scenario_6 | outage_line_11
14 | 6 | Olsker | Allinge | 9.3281 | Scenario_6 | outage_line_11
14 | 0 | Olsker | Hasle A | 12.6251 | Scenario_6 | outage_line_11
5 | 0 | BOR-HAS split 3 | Hasle A | 12.1616 | Scenario_6 | outage_line_11
26 | 25 | BOR HAS split 2 | BOR HAS split 1 | 12.1491 | Scenario_6 | outage_line_11
25 | 27 | BOR HAS split 1 | Borrby | 15.0719 | Scenario_6 | outage_line_11
5 | 26 | BOR-HAS split 3 | BOR HAS split 2 | 12.023 | Scenario_6 | outage_line_11
12 | 9 | Dalslunde | Bodilsker | 9.7386 | Scenario_6 | outage_line_12
8 | 7 | Nexo | Svaneke | 7.009 | Scenario_6 | outage_line_12
12 | 7 | Dalslunde | Svaneke | 9.6295 | Scenario_6 | outage_line_12
12 | 13 | Dalslunde | Osterlars | 4.0988 | Scenario_6 | outage_line_12
15 | 13 | Gudhjem | Osterlars | 3.3275 | Scenario_6 | outage_line_12
14 | 13 | Olsker | Osterlars | 5.6431 | Scenario_6 | outage_line_12
14 | 6 | Olsker | Allinge | 9.3409 | Scenario_6 | outage_line_12
14 | 0 | Olsker | Hasle A | 13.1281 | Scenario_6 | outage_line_12
5 | 0 | BOR-HAS split 3 | Hasle A | 12.5134 | Scenario_6 | outage_line_12
26 | 25 | BOR HAS split 2 | BOR HAS split 1 | 12.168 | Scenario_6 | outage_line_12
25 | 27 | BOR HAS split 1 | Borrby | 15.0541 | Scenario_6 | outage_line_12
5 | 26 | BOR-HAS split 3 | BOR HAS split 2 | 12.2623 | Scenario_6 | outage_line_12
8 | 7 | Nexo | Svaneke | 6.9971 | Scenario_6 | outage_line_13
12 | 7 | Dalslunde | Svaneke | 9.6208 | Scenario_6 | outage_line_13
12 | 13 | Dalslunde | Osterlars | 6.7715 | Scenario_6 | outage_line_13
15 | 13 | Gudhjem | Osterlars | 3.348 | Scenario_6 | outage_line_13
14 | 13 | Olsker | Osterlars | 10.9658 | Scenario_6 | outage_line_13
14 | 6 | Olsker | Allinge | 9.2564 | Scenario_6 | outage_line_13
14 | 0 | Olsker | Hasle A | 16.2603 | Scenario_6 | outage_line_13
5 | 0 | BOR-HAS split 3 | Hasle A | 14.7053 | Scenario_6 | outage_line_13
26 | 25 | BOR HAS split 2 | BOR HAS split 1 | 18.7264 | Scenario_6 | outage_line_13
25 | 27 | BOR HAS split 1 | Borrby | 22.8615 | Scenario_6 | outage_line_13
5 | 26 | BOR-HAS split 3 | BOR HAS split 2 | 18.5793 | Scenario_6 | outage_line_13
12 | 7 | Dalslunde | Svaneke | 3.9806 | Scenario_6 | outage_line_14
12 | 13 | Dalslunde | Osterlars | 2.0028 | Scenario_6 | outage_line_14
15 | 13 | Gudhjem | Osterlars | 3.3447 | Scenario_6 | outage_line_14
14 | 13 | Olsker | Osterlars | 6.4802 | Scenario_6 | outage_line_14
14 | 6 | Olsker | Allinge | 9.2706 | Scenario_6 | outage_line_14
14 | 0 | Olsker | Hasle A | 12.9402 | Scenario_6 | outage_line_14
5 | 0 | BOR-HAS split 3 | Hasle A | 12.4683 | Scenario_6 | outage_line_14
26 | 25 | BOR HAS split 2 | BOR HAS split 1 | 15.3174 | Scenario_6 | outage_line_14
25 | 27 | BOR HAS split 1 | Borrby | 18.8902 | Scenario_6 | outage_line_14
5 | 26 | BOR-HAS split 3 | BOR HAS split 2 | 15.1699 | Scenario_6 | outage_line_14
12 | 13 | Dalslunde | Osterlars | 0.21575 | Scenario_6 | outage_line_15
15 | 13 | Gudhjem | Osterlars | 3.3484 | Scenario_6 | outage_line_15
14 | 13 | Olsker | Osterlars | 4.5489 | Scenario_6 | outage_line_15
14 | 6 | Olsker | Allinge | 9.2571 | Scenario_6 | outage_line_15
14 | 0 | Olsker | Hasle A | 11.2848 | Scenario_6 | outage_line_15
5 | 0 | BOR-HAS split 3 | Hasle A | 11.2938 | Scenario_6 | outage_line_15
26 | 25 | BOR HAS split 2 | BOR HAS split 1 | 14.0906 | Scenario_6 | outage_line_15
25 | 27 | BOR HAS split 1 | Borrby | 17.5091 | Scenario_6 | outage_line_15
5 | 26 | BOR-HAS split 3 | BOR HAS split 2 | 13.9351 | Scenario_6 | outage_line_15
15 | 13 | Gudhjem | Osterlars | 3.3472 | Scenario_6 | outage_line_16
14 | 13 | Olsker | Osterlars | 4.5245 | Scenario_6 | outage_line_16
14 | 6 | Olsker | Allinge | 9.2616 | Scenario_6 | outage_line_16
14 | 0 | Olsker | Hasle A | 11.3668 | Scenario_6 | outage_line_16
5 | 0 | BOR-HAS split 3 | Hasle A | 11.3531 | Scenario_6 | outage_line_16
26 | 25 | BOR HAS split 2 | BOR HAS split 1 | 13.9876 | Scenario_6 | outage_line_16
25 | 27 | BOR HAS split 1 | Borrby | 17.3791 | Scenario_6 | outage_line_16
5 | 26 | BOR-HAS split 3 | BOR HAS split 2 | 13.8338 | Scenario_6 | outage_line_16
14 | 13 | Olsker | Osterlars | 3.6006 | Scenario_6 | outage_line_17
14 | 6 | Olsker | Allinge | 9.2843 | Scenario_6 | outage_line_17
14 | 0 | Olsker | Hasle A | 11.0376 | Scenario_6 | outage_line_17
5 | 0 | BOR-HAS split 3 | Hasle A | 11.0683 | Scenario_6 | outage_line_17
26 | 25 | BOR HAS split 2 | BOR HAS split 1 | 12.3997 | Scenario_6 | outage_line_17
25 | 27 | BOR HAS split 1 | Borrby | 15.4914 | Scenario_6 | outage_line_17
5 | 26 | BOR-HAS split 3 | BOR HAS split 2 | 12.2523 | Scenario_6 | outage_line_17
14 | 6 | Olsker | Allinge | 9.2147 | Scenario_6 | outage_line_18
14 | 0 | Olsker | Hasle A | 7.5457 | Scenario_6 | outage_line_18
5 | 0 | BOR-HAS split 3 | Hasle A | 8.5366 | Scenario_6 | outage_line_18
26 | 25 | BOR HAS split 2 | BOR HAS split 1 | 11.5711 | Scenario_6 | outage_line_18
25 | 27 | BOR HAS split 1 | Borrby | 14.7363 | Scenario_6 | outage_line_18
5 | 26 | BOR-HAS split 3 | BOR HAS split 2 | 11.3883 | Scenario_6 | outage_line_18
14 | 0 | Olsker | Hasle A | 2.9848 | Scenario_6 | outage_line_19
5 | 0 | BOR-HAS split 3 | Hasle A | 5.302 | Scenario_6 | outage_line_19
26 | 25 | BOR HAS split 2 | BOR HAS split 1 | 13.0409 | Scenario_6 | outage_line_19
25 | 27 | BOR HAS split 1 | Borrby | 16.6692 | Scenario_6 | outage_line_19
5 | 26 | BOR-HAS split 3 | BOR HAS split 2 | 12.8207 | Scenario_6 | outage_line_19
5 | 0 | BOR-HAS split 3 | Hasle A | 3.2386 | Scenario_6 | outage_line_20
26 | 25 | BOR HAS split 2 | BOR HAS split 1 | 12.5361 | Scenario_6 | outage_line_20
25 | 27 | BOR HAS split 1 | Borrby | 16.155 | Scenario_6 | outage_line_20
5 | 26 | BOR-HAS split 3 | BOR HAS split 2 | 12.3029 | Scenario_6 | outage_line_20
26 | 25 | BOR HAS split 2 | BOR HAS split 1 | 12.9472 | Scenario_6 | outage_line_21
25 | 27 | BOR HAS split 1 | Borrby | 16.6806 | Scenario_6 | outage_line_21
5 | 26 | BOR-HAS split 3 | BOR HAS split 2 | 12.7062 | Scenario_6 | outage_line_21
25 | 27 | BOR HAS split 1 | Borrby | 1.5266 | Scenario_6 | outage_line_22
5 | 26 | BOR-HAS split 3 | BOR HAS split 2 |  | Scenario_6 | outage_line_22
2 | 19 | Snorrebakken | Vaerket A | 8.0332 | Scenario_7 | outage_line_0
21 | 19 | Vesthavnen | Vaerket A | 7.2821 | Scenario_7 | outage_line_0
22 | 19 | Auxiliary bus Viadukten 1 | Vaerket A | 3.9087 | Scenario_7 | outage_line_0
19 | 18 | Vaerket A | Ronne Syd | 5.2135 | Scenario_7 | outage_line_0
4 | 21 | Ronne Nord | Vesthavnen | 9.1495 | Scenario_7 | outage_line_0
0 | 4 | Hasle A | Ronne Nord | 25.9022 | Scenario_7 | outage_line_0
23 | 4 | Auxiliary bus Viadukten 2 | Ronne Nord | 14.8182 | Scenario_7 | outage_line_0
24 | 18 | Auxiliary bus Viadukten 3 | Ronne Syd | 8.7448 | Scenario_7 | outage_line_0
11 | 18 | Aakirkeby | Ronne Syd | 2.4427 | Scenario_7 | outage_line_0
11 | 9 | Aakirkeby | Bodilsker | 3.9699 | Scenario_7 | outage_line_0
10 | 9 | Poulsker | Bodilsker | 4.061 | Scenario_7 | outage_line_0
8 | 9 | Nexo | Bodilsker | 9.8512 | Scenario_7 | outage_line_0
12 | 9 | Dalslunde | Bodilsker | 3.4674 | Scenario_7 | outage_line_0
8 | 7 | Nexo | Svaneke | 3.5315 | Scenario_7 | outage_line_0
12 | 7 | Dalslunde | Svaneke | 2.5615 | Scenario_7 | outage_line_0
12 | 13 | Dalslunde | Osterlars | 2.3175 | Scenario_7 | outage_line_0
15 | 13 | Gudhjem | Osterlars | 3.2747 | Scenario_7 | outage_line_0
14 | 13 | Olsker | Osterlars | 2.6856 | Scenario_7 | outage_line_0
14 | 6 | Olsker | Allinge | 10.5209 | Scenario_7 | outage_line_0
14 | 0 | Olsker | Hasle A | 10.2204 | Scenario_7 | outage_line_0
5 | 0 | BOR-HAS split 3 | Hasle A | 25.1564 | Scenario_7 | outage_line_0
26 | 25 | BOR HAS split 2 | BOR HAS split 1 | 19.6547 | Scenario_7 | outage_line_0
25 | 27 | BOR HAS split 1 | Borrby | 22.9113 | Scenario_7 | outage_line_0
5 | 26 | BOR-HAS split 3 | BOR HAS split 2 | 24.8697 | Scenario_7 | outage_line_0
21 | 19 | Vesthavnen | Vaerket A | 6.7451 | Scenario_7 | outage_line_1
22 | 19 | Auxiliary bus Viadukten 1 | Vaerket A | 2.9369 | Scenario_7 | outage_line_1
19 | 18 | Vaerket A | Ronne Syd | 5.5602 | Scenario_7 | outage_line_1
4 | 21 | Ronne Nord | Vesthavnen | 8.5002 | Scenario_7 | outage_line_1
0 | 4 | Hasle A | Ronne Nord | 24.3639 | Scenario_7 | outage_line_1
23 | 4 | Auxiliary bus Viadukten 2 | Ronne Nord | 14.1721 | Scenario_7 | outage_line_1
24 | 18 | Auxiliary bus Viadukten 3 | Ronne Syd | 9.1835 | Scenario_7 | outage_line_1
11 | 18 | Aakirkeby | Ronne Syd | 3.3757 | Scenario_7 | outage_line_1
11 | 9 | Aakirkeby | Bodilsker | 4.0675 | Scenario_7 | outage_line_1
10 | 9 | Poulsker | Bodilsker | 4.0538 | Scenario_7 | outage_line_1
8 | 9 | Nexo | Bodilsker | 9.6906 | Scenario_7 | outage_line_1
12 | 9 | Dalslunde | Bodilsker | 3.2374 | Scenario_7 | outage_line_1
8 | 7 | Nexo | Svaneke | 3.5006 | Scenario_7 | outage_line_1
12 | 7 | Dalslunde | Svaneke | 2.6684 | Scenario_7 | outage_line_1
12 | 13 | Dalslunde | Osterlars | 1.9199 | Scenario_7 | outage_line_1
15 | 13 | Gudhjem | Osterlars | 3.2779 | Scenario_7 | outage_line_1
14 | 13 | Olsker | Osterlars | 3.0057 | Scenario_7 | outage_line_1
14 | 6 | Olsker | Allinge | 10.4953 | Scenario_7 | outage_line_1
14 | 0 | Olsker | Hasle A | 10.5779 | Scenario_7 | outage_line_1
5 | 0 | BOR-HAS split 3 | Hasle A | 23.674 | Scenario_7 | outage_line_1
26 | 25 | BOR HAS split 2 | BOR HAS split 1 | 17.43 | Scenario_7 | outage_line_1
25 | 27 | BOR HAS split 1 | Borrby | 20.3007 | Scenario_7 | outage_line_1
5 | 26 | BOR-HAS split 3 | BOR HAS split 2 | 23.3601 | Scenario_7 | outage_line_1
22 | 19 | Auxiliary bus Viadukten 1 | Vaerket A | 8.2703 | Scenario_7 | outage_line_2
19 | 18 | Vaerket A | Ronne Syd | 3.2862 | Scenario_7 | outage_line_2
4 | 21 | Ronne Nord | Vesthavnen | 2.4983 | Scenario_7 | outage_line_2
0 | 4 | Hasle A | Ronne Nord | 24.8504 | Scenario_7 | outage_line_2
23 | 4 | Auxiliary bus Viadukten 2 | Ronne Nord | 21.4359 | Scenario_7 | outage_line_2
24 | 18 | Auxiliary bus Viadukten 3 | Ronne Syd | 10.5308 | Scenario_7 | outage_line_2
11 | 18 | Aakirkeby | Ronne Syd | 3.5021 | Scenario_7 | outage_line_2
11 | 9 | Aakirkeby | Bodilsker | 4.3413 | Scenario_7 | outage_line_2
10 | 9 | Poulsker | Bodilsker | 4.0582 | Scenario_7 | outage_line_2
8 | 9 | Nexo | Bodilsker | 9.679 | Scenario_7 | outage_line_2
12 | 9 | Dalslunde | Bodilsker | 3.2187 | Scenario_7 | outage_line_2
8 | 7 | Nexo | Svaneke | 3.4931 | Scenario_7 | outage_line_2
12 | 7 | Dalslunde | Svaneke | 2.6732 | Scenario_7 | outage_line_2
12 | 13 | Dalslunde | Osterlars | 1.8848 | Scenario_7 | outage_line_2
15 | 13 | Gudhjem | Osterlars | 3.2763 | Scenario_7 | outage_line_2
14 | 13 | Olsker | Osterlars | 3.0372 | Scenario_7 | outage_line_2
14 | 6 | Olsker | Allinge | 10.5068 | Scenario_7 | outage_line_2
14 | 0 | Olsker | Hasle A | 10.6299 | Scenario_7 | outage_line_2
5 | 0 | BOR-HAS split 3 | Hasle A | 23.9696 | Scenario_7 | outage_line_2
26 | 25 | BOR HAS split 2 | BOR HAS split 1 | 17.5818 | Scenario_7 | outage_line_2
25 | 27 | BOR HAS split 1 | Borrby | 20.473 | Scenario_7 | outage_line_2
5 | 26 | BOR-HAS split 3 | BOR HAS split 2 | 23.6531 | Scenario_7 | outage_line_2
19 | 18 | Vaerket A | Ronne Syd | 13.1295 | Scenario_7 | outage_line_3
4 | 21 | Ronne Nord | Vesthavnen | 2.5004 | Scenario_7 | outage_line_3
0 | 4 | Hasle A | Ronne Nord | 25.2306 | Scenario_7 | outage_line_3
23 | 4 | Auxiliary bus Viadukten 2 | Ronne Nord | 21.816 | Scenario_7 | outage_line_3
24 | 18 | Auxiliary bus Viadukten 3 | Ronne Syd | 19.4838 | Scenario_7 | outage_line_3
11 | 18 | Aakirkeby | Ronne Syd | 3.6351 | Scenario_7 | outage_line_3
11 | 9 | Aakirkeby | Bodilsker | 4.5898 | Scenario_7 | outage_line_3
10 | 9 | Poulsker | Bodilsker | 4.0619 | Scenario_7 | outage_line_3
8 | 9 | Nexo | Bodilsker | 9.6744 | Scenario_7 | outage_line_3
12 | 9 | Dalslunde | Bodilsker | 3.2127 | Scenario_7 | outage_line_3
8 | 7 | Nexo | Svaneke | 3.4936 | Scenario_7 | outage_line_3
12 | 7 | Dalslunde | Svaneke | 2.6723 | Scenario_7 | outage_line_3
12 | 13 | Dalslunde | Osterlars | 1.8555 | Scenario_7 | outage_line_3
15 | 13 | Gudhjem | Osterlars | 3.2749 | Scenario_7 | outage_line_3
14 | 13 | Olsker | Osterlars | 3.0537 | Scenario_7 | outage_line_3
14 | 6 | Olsker | Allinge | 10.5162 | Scenario_7 | outage_line_3
14 | 0 | Olsker | Hasle A | 10.6753 | Scenario_7 | outage_line_3
5 | 0 | BOR-HAS split 3 | Hasle A | 24.2131 | Scenario_7 | outage_line_3
26 | 25 | BOR HAS split 2 | BOR HAS split 1 | 17.7149 | Scenario_7 | outage_line_3
25 | 27 | BOR HAS split 1 | Borrby | 20.6245 | Scenario_7 | outage_line_3
5 | 26 | BOR-HAS split 3 | BOR HAS split 2 | 23.8947 | Scenario_7 | outage_line_3
4 | 21 | Ronne Nord | Vesthavnen | 2.4755 | Scenario_7 | outage_line_4
0 | 4 | Hasle A | Ronne Nord | 19.9212 | Scenario_7 | outage_line_4
23 | 4 | Auxiliary bus Viadukten 2 | Ronne Nord | 16.5062 | Scenario_7 | outage_line_4
24 | 18 | Auxiliary bus Viadukten 3 | Ronne Syd | 14.1758 | Scenario_7 | outage_line_4
11 | 18 | Aakirkeby | Ronne Syd | 3.0727 | Scenario_7 | outage_line_4
11 | 9 | Aakirkeby | Bodilsker | 2.9724 | Scenario_7 | outage_line_4
10 | 9 | Poulsker | Bodilsker | 4.026 | Scenario_7 | outage_line_4
8 | 9 | Nexo | Bodilsker | 9.7842 | Scenario_7 | outage_line_4
12 | 9 | Dalslunde | Bodilsker | 3.4662 | Scenario_7 | outage_line_4
8 | 7 | Nexo | Svaneke | 3.7221 | Scenario_7 | outage_line_4
12 | 7 | Dalslunde | Svaneke | 2.5796 | Scenario_7 | outage_line_4
12 | 13 | Dalslunde | Osterlars | 1.8654 | Scenario_7 | outage_line_4
15 | 13 | Gudhjem | Osterlars | 3.2897 | Scenario_7 | outage_line_4
14 | 13 | Olsker | Osterlars | 2.8347 | Scenario_7 | outage_line_4
14 | 6 | Olsker | Allinge | 10.4113 | Scenario_7 | outage_line_4
14 | 0 | Olsker | Hasle A | 10.6737 | Scenario_7 | outage_line_4
5 | 0 | BOR-HAS split 3 | Hasle A | 21.3698 | Scenario_7 | outage_line_4
26 | 25 | BOR HAS split 2 | BOR HAS split 1 | 16.2626 | Scenario_7 | outage_line_4
25 | 27 | BOR HAS split 1 | Borrby | 18.9768 | Scenario_7 | outage_line_4
5 | 26 | BOR-HAS split 3 | BOR HAS split 2 | 21.0752 | Scenario_7 | outage_line_4
0 | 4 | Hasle A | Ronne Nord | 18.4647 | Scenario_7 | outage_line_5
23 | 4 | Auxiliary bus Viadukten 2 | Ronne Nord | 16.9452 | Scenario_7 | outage_line_5
24 | 18 | Auxiliary bus Viadukten 3 | Ronne Syd | 14.624 | Scenario_7 | outage_line_5
11 | 18 | Aakirkeby | Ronne Syd | 3.3149 | Scenario_7 | outage_line_5
11 | 9 | Aakirkeby | Bodilsker | 2.7749 | Scenario_7 | outage_line_5
10 | 9 | Poulsker | Bodilsker | 4.0172 | Scenario_7 | outage_line_5
8 | 9 | Nexo | Bodilsker | 9.7754 | Scenario_7 | outage_line_5
12 | 9 | Dalslunde | Bodilsker | 3.4872 | Scenario_7 | outage_line_5
8 | 7 | Nexo | Svaneke | 3.7727 | Scenario_7 | outage_line_5
12 | 7 | Dalslunde | Svaneke | 2.5847 | Scenario_7 | outage_line_5
12 | 13 | Dalslunde | Osterlars | 1.8125 | Scenario_7 | outage_line_5
15 | 13 | Gudhjem | Osterlars | 3.2935 | Scenario_7 | outage_line_5
14 | 13 | Olsker | Osterlars | 2.8851 | Scenario_7 | outage_line_5
14 | 6 | Olsker | Allinge | 10.3841 | Scenario_7 | outage_line_5
14 | 0 | Olsker | Hasle A | 10.7752 | Scenario_7 | outage_line_5
5 | 0 | BOR-HAS split 3 | Hasle A | 20.4471 | Scenario_7 | outage_line_5
26 | 25 | BOR HAS split 2 | BOR HAS split 1 | 15.518 | Scenario_7 | outage_line_5
25 | 27 | BOR HAS split 1 | Borrby | 18.1322 | Scenario_7 | outage_line_5
5 | 26 | BOR-HAS split 3 | BOR HAS split 2 | 20.1516 | Scenario_7 | outage_line_5
23 | 4 | Auxiliary bus Viadukten 2 | Ronne Nord | 2.3536 | Scenario_7 | outage_line_6
24 | 18 | Auxiliary bus Viadukten 3 | Ronne Syd | 4.8337 | Scenario_7 | outage_line_6
11 | 18 | Aakirkeby | Ronne Syd | 15.2305 | Scenario_7 | outage_line_6
11 | 9 | Aakirkeby | Bodilsker | 18.4049 | Scenario_7 | outage_line_6
10 | 9 | Poulsker | Bodilsker | 4.1073 | Scenario_7 | outage_line_6
8 | 9 | Nexo | Bodilsker | 9.7263 | Scenario_7 | outage_line_6
12 | 9 | Dalslunde | Bodilsker | 9.5618 | Scenario_7 | outage_line_6
8 | 7 | Nexo | Svaneke | 6.9181 | Scenario_7 | outage_line_6
12 | 7 | Dalslunde | Svaneke | 7.1418 | Scenario_7 | outage_line_6
12 | 13 | Dalslunde | Osterlars | 11.3843 | Scenario_7 | outage_line_6
15 | 13 | Gudhjem | Osterlars | 3.2747 | Scenario_7 | outage_line_6
14 | 13 | Olsker | Osterlars | 14.1417 | Scenario_7 | outage_line_6
14 | 6 | Olsker | Allinge | 10.3972 | Scenario_7 | outage_line_6
14 | 0 | Olsker | Hasle A | 22.408 | Scenario_7 | outage_line_6
5 | 0 | BOR-HAS split 3 | Hasle A | 19.2933 | Scenario_7 | outage_line_6
26 | 25 | BOR HAS split 2 | BOR HAS split 1 | 15.2984 | Scenario_7 | outage_line_6
25 | 27 | BOR HAS split 1 | Borrby | 18.0404 | Scenario_7 | outage_line_6
5 | 26 | BOR-HAS split 3 | BOR HAS split 2 | 19.0157 | Scenario_7 | outage_line_6
24 | 18 | Auxiliary bus Viadukten 3 | Ronne Syd | 3.1258 | Scenario_7 | outage_line_7
11 | 18 | Aakirkeby | Ronne Syd | 13.8206 | Scenario_7 | outage_line_7
11 | 9 | Aakirkeby | Bodilsker | 16.9481 | Scenario_7 | outage_line_7
10 | 9 | Poulsker | Bodilsker | 4.094 | Scenario_7 | outage_line_7
8 | 9 | Nexo | Bodilsker | 9.7773 | Scenario_7 | outage_line_7
12 | 9 | Dalslunde | Bodilsker | 9.1348 | Scenario_7 | outage_line_7
8 | 7 | Nexo | Svaneke | 6.7441 | Scenario_7 | outage_line_7
12 | 7 | Dalslunde | Svaneke | 6.8627 | Scenario_7 | outage_line_7
12 | 13 | Dalslunde | Osterlars | 10.6953 | Scenario_7 | outage_line_7
15 | 13 | Gudhjem | Osterlars | 3.2788 | Scenario_7 | outage_line_7
14 | 13 | Olsker | Osterlars | 13.3493 | Scenario_7 | outage_line_7
14 | 6 | Olsker | Allinge | 10.3762 | Scenario_7 | outage_line_7
14 | 0 | Olsker | Hasle A | 21.5882 | Scenario_7 | outage_line_7
5 | 0 | BOR-HAS split 3 | Hasle A | 18.7 | Scenario_7 | outage_line_7
26 | 25 | BOR HAS split 2 | BOR HAS split 1 | 14.838 | Scenario_7 | outage_line_7
25 | 27 | BOR HAS split 1 | Borrby | 17.5438 | Scenario_7 | outage_line_7
5 | 26 | BOR-HAS split 3 | BOR HAS split 2 | 18.4213 | Scenario_7 | outage_line_7
11 | 18 | Aakirkeby | Ronne Syd | 11.7563 | Scenario_7 | outage_line_8
11 | 9 | Aakirkeby | Bodilsker | 14.8029 | Scenario_7 | outage_line_8
10 | 9 | Poulsker | Bodilsker | 4.0742 | Scenario_7 | outage_line_8
8 | 9 | Nexo | Bodilsker | 9.8341 | Scenario_7 | outage_line_8
12 | 9 | Dalslunde | Bodilsker | 8.5052 | Scenario_7 | outage_line_8
8 | 7 | Nexo | Svaneke | 6.4826 | Scenario_7 | outage_line_8
12 | 7 | Dalslunde | Svaneke | 6.4485 | Scenario_7 | outage_line_8
12 | 13 | Dalslunde | Osterlars | 9.6798 | Scenario_7 | outage_line_8
15 | 13 | Gudhjem | Osterlars | 3.2849 | Scenario_7 | outage_line_8
14 | 13 | Olsker | Osterlars | 12.1862 | Scenario_7 | outage_line_8
14 | 6 | Olsker | Allinge | 10.345 | Scenario_7 | outage_line_8
14 | 0 | Olsker | Hasle A | 20.3868 | Scenario_7 | outage_line_8
5 | 0 | BOR-HAS split 3 | Hasle A | 17.834 | Scenario_7 | outage_line_8
26 | 25 | BOR HAS split 2 | BOR HAS split 1 | 14.2253 | Scenario_7 | outage_line_8
25 | 27 | BOR HAS split 1 | Borrby | 16.8961 | Scenario_7 | outage_line_8
5 | 26 | BOR-HAS split 3 | BOR HAS split 2 | 17.5548 | Scenario_7 | outage_line_8
11 | 9 | Aakirkeby | Bodilsker | 3.2961 | Scenario_7 | outage_line_9
10 | 9 | Poulsker | Bodilsker | 3.9724 | Scenario_7 | outage_line_9
8 | 9 | Nexo | Bodilsker | 9.2236 | Scenario_7 | outage_line_9
12 | 9 | Dalslunde | Bodilsker | 4.6195 | Scenario_7 | outage_line_9
8 | 7 | Nexo | Svaneke | 4.7123 | Scenario_7 | outage_line_9
12 | 7 | Dalslunde | Svaneke | 4.2346 | Scenario_7 | outage_line_9
12 | 13 | Dalslunde | Osterlars | 3.9397 | Scenario_7 | outage_line_9
15 | 13 | Gudhjem | Osterlars | 3.3194 | Scenario_7 | outage_line_9
14 | 13 | Olsker | Osterlars | 6.8076 | Scenario_7 | outage_line_9
14 | 6 | Olsker | Allinge | 10.1803 | Scenario_7 | outage_line_9
14 | 0 | Olsker | Hasle A | 14.8755 | Scenario_7 | outage_line_9
5 | 0 | BOR-HAS split 3 | Hasle A | 13.9929 | Scenario_7 | outage_line_9
26 | 25 | BOR HAS split 2 | BOR HAS split 1 | 13.4515 | Scenario_7 | outage_line_9
25 | 27 | BOR HAS split 1 | Borrby | 16.447 | Scenario_7 | outage_line_9
5 | 26 | BOR-HAS split 3 | BOR HAS split 2 | 13.762 | Scenario_7 | outage_line_9
10 | 9 | Poulsker | Bodilsker | 3.9467 | Scenario_7 | outage_line_10
8 | 9 | Nexo | Bodilsker | 9.4296 | Scenario_7 | outage_line_10
12 | 9 | Dalslunde | Bodilsker | 4.0642 | Scenario_7 | outage_line_10
8 | 7 | Nexo | Svaneke | 4.4389 | Scenario_7 | outage_line_10
12 | 7 | Dalslunde | Svaneke | 3.6572 | Scenario_7 | outage_line_10
12 | 13 | Dalslunde | Osterlars | 2.6793 | Scenario_7 | outage_line_10
15 | 13 | Gudhjem | Osterlars | 3.3287 | Scenario_7 | outage_line_10
14 | 13 | Olsker | Osterlars | 5.2746 | Scenario_7 | outage_line_10
14 | 6 | Olsker | Allinge | 10.1386 | Scenario_7 | outage_line_10
14 | 0 | Olsker | Hasle A | 13.276 | Scenario_7 | outage_line_10
5 | 0 | BOR-HAS split 3 | Hasle A | 12.8559 | Scenario_7 | outage_line_10
26 | 25 | BOR HAS split 2 | BOR HAS split 1 | 13.105 | Scenario_7 | outage_line_10
25 | 27 | BOR HAS split 1 | Borrby | 16.1548 | Scenario_7 | outage_line_10
5 | 26 | BOR-HAS split 3 | BOR HAS split 2 | 12.9837 | Scenario_7 | outage_line_10
8 | 9 | Nexo | Bodilsker | 10.0612 | Scenario_7 | outage_line_11
12 | 9 | Dalslunde | Bodilsker | 4.8953 | Scenario_7 | outage_line_11
8 | 7 | Nexo | Svaneke | 4.8093 | Scenario_7 | outage_line_11
12 | 7 | Dalslunde | Svaneke | 3.699 | Scenario_7 | outage_line_11
12 | 13 | Dalslunde | Osterlars | 3.5188 | Scenario_7 | outage_line_11
15 | 13 | Gudhjem | Osterlars | 3.3286 | Scenario_7 | outage_line_11
14 | 13 | Olsker | Osterlars | 4.7378 | Scenario_7 | outage_line_11
14 | 6 | Olsker | Allinge | 10.1398 | Scenario_7 | outage_line_11
14 | 0 | Olsker | Hasle A | 12.7816 | Scenario_7 | outage_line_11
5 | 0 | BOR-HAS split 3 | Hasle A | 12.4436 | Scenario_7 | outage_line_11
26 | 25 | BOR HAS split 2 | BOR HAS split 1 | 12.1801 | Scenario_7 | outage_line_11
25 | 27 | BOR HAS split 1 | Borrby | 15.077 | Scenario_7 | outage_line_11
5 | 26 | BOR-HAS split 3 | BOR HAS split 2 | 12.1939 | Scenario_7 | outage_line_11
12 | 9 | Dalslunde | Bodilsker | 9.6743 | Scenario_7 | outage_line_12
8 | 7 | Nexo | Svaneke | 6.8588 | Scenario_7 | outage_line_12
12 | 7 | Dalslunde | Svaneke | 9.3927 | Scenario_7 | outage_line_12
12 | 13 | Dalslunde | Osterlars | 3.8532 | Scenario_7 | outage_line_12
15 | 13 | Gudhjem | Osterlars | 3.3255 | Scenario_7 | outage_line_12
14 | 13 | Olsker | Osterlars | 5.2301 | Scenario_7 | outage_line_12
14 | 6 | Olsker | Allinge | 10.1536 | Scenario_7 | outage_line_12
14 | 0 | Olsker | Hasle A | 13.2811 | Scenario_7 | outage_line_12
5 | 0 | BOR-HAS split 3 | Hasle A | 12.7928 | Scenario_7 | outage_line_12
26 | 25 | BOR HAS split 2 | BOR HAS split 1 | 12.2073 | Scenario_7 | outage_line_12
25 | 27 | BOR HAS split 1 | Borrby | 15.0688 | Scenario_7 | outage_line_12
5 | 26 | BOR-HAS split 3 | BOR HAS split 2 | 12.5389 | Scenario_7 | outage_line_12
8 | 7 | Nexo | Svaneke | 6.851 | Scenario_7 | outage_line_13
12 | 7 | Dalslunde | Svaneke | 9.3969 | Scenario_7 | outage_line_13
12 | 13 | Dalslunde | Osterlars | 6.6261 | Scenario_7 | outage_line_13
15 | 13 | Gudhjem | Osterlars | 3.3456 | Scenario_7 | outage_line_13
14 | 13 | Olsker | Osterlars | 10.7644 | Scenario_7 | outage_line_13
14 | 6 | Olsker | Allinge | 10.0627 | Scenario_7 | outage_line_13
14 | 0 | Olsker | Hasle A | 16.2882 | Scenario_7 | outage_line_13
5 | 0 | BOR-HAS split 3 | Hasle A | 14.9164 | Scenario_7 | outage_line_13
26 | 25 | BOR HAS split 2 | BOR HAS split 1 | 18.6886 | Scenario_7 | outage_line_13
25 | 27 | BOR HAS split 1 | Borrby | 22.7956 | Scenario_7 | outage_line_13
5 | 26 | BOR-HAS split 3 | BOR HAS split 2 | 18.545 | Scenario_7 | outage_line_13
12 | 7 | Dalslunde | Svaneke | 3.5855 | Scenario_7 | outage_line_14
12 | 13 | Dalslunde | Osterlars | 1.9156 | Scenario_7 | outage_line_14
15 | 13 | Gudhjem | Osterlars | 3.3418 | Scenario_7 | outage_line_14
14 | 13 | Olsker | Osterlars | 6.3558 | Scenario_7 | outage_line_14
14 | 6 | Olsker | Allinge | 10.0807 | Scenario_7 | outage_line_14
14 | 0 | Olsker | Hasle A | 13.182 | Scenario_7 | outage_line_14
5 | 0 | BOR-HAS split 3 | Hasle A | 12.8277 | Scenario_7 | outage_line_14
26 | 25 | BOR HAS split 2 | BOR HAS split 1 | 15.3507 | Scenario_7 | outage_line_14
25 | 27 | BOR HAS split 1 | Borrby | 18.8968 | Scenario_7 | outage_line_14
5 | 26 | BOR-HAS split 3 | BOR HAS split 2 | 15.2085 | Scenario_7 | outage_line_14
12 | 13 | Dalslunde | Osterlars | 0.21531 | Scenario_7 | outage_line_15
15 | 13 | Gudhjem | Osterlars | 3.3437 | Scenario_7 | outage_line_15
14 | 13 | Olsker | Osterlars | 4.5746 | Scenario_7 | outage_line_15
14 | 6 | Olsker | Allinge | 10.0731 | Scenario_7 | outage_line_15
14 | 0 | Olsker | Hasle A | 11.8053 | Scenario_7 | outage_line_15
5 | 0 | BOR-HAS split 3 | Hasle A | 11.8493 | Scenario_7 | outage_line_15
26 | 25 | BOR HAS split 2 | BOR HAS split 1 | 14.1179 | Scenario_7 | outage_line_15
25 | 27 | BOR HAS split 1 | Borrby | 17.4904 | Scenario_7 | outage_line_15
5 | 26 | BOR-HAS split 3 | BOR HAS split 2 | 13.9708 | Scenario_7 | outage_line_15
15 | 13 | Gudhjem | Osterlars | 3.3425 | Scenario_7 | outage_line_16
14 | 13 | Olsker | Osterlars | 4.5513 | Scenario_7 | outage_line_16
14 | 6 | Olsker | Allinge | 10.0781 | Scenario_7 | outage_line_16
14 | 0 | Olsker | Hasle A | 11.8938 | Scenario_7 | outage_line_16
5 | 0 | BOR-HAS split 3 | Hasle A | 11.912 | Scenario_7 | outage_line_16
26 | 25 | BOR HAS split 2 | BOR HAS split 1 | 14.0209 | Scenario_7 | outage_line_16
25 | 27 | BOR HAS split 1 | Borrby | 17.3666 | Scenario_7 | outage_line_16
5 | 26 | BOR-HAS split 3 | BOR HAS split 2 | 13.8755 | Scenario_7 | outage_line_16
14 | 13 | Olsker | Osterlars | 3.6317 | Scenario_7 | outage_line_17
14 | 6 | Olsker | Allinge | 10.1029 | Scenario_7 | outage_line_17
14 | 0 | Olsker | Hasle A | 11.6225 | Scenario_7 | outage_line_17
5 | 0 | BOR-HAS split 3 | Hasle A | 11.657 | Scenario_7 | outage_line_17
26 | 25 | BOR HAS split 2 | BOR HAS split 1 | 12.4582 | Scenario_7 | outage_line_17
25 | 27 | BOR HAS split 1 | Borrby | 15.5011 | Scenario_7 | outage_line_17
5 | 26 | BOR-HAS split 3 | BOR HAS split 2 | 12.3206 | Scenario_7 | outage_line_17
14 | 6 | Olsker | Allinge | 10.0256 | Scenario_7 | outage_line_18
14 | 0 | Olsker | Hasle A | 8.1086 | Scenario_7 | outage_line_18
5 | 0 | BOR-HAS split 3 | Hasle A | 9.1017 | Scenario_7 | outage_line_18
26 | 25 | BOR HAS split 2 | BOR HAS split 1 | 11.5001 | Scenario_7 | outage_line_18
25 | 27 | BOR HAS split 1 | Borrby | 14.6043 | Scenario_7 | outage_line_18
5 | 26 | BOR-HAS split 3 | BOR HAS split 2 | 11.3257 | Scenario_7 | outage_line_18
14 | 0 | Olsker | Hasle A | 3.0378 | Scenario_7 | outage_line_19
5 | 0 | BOR-HAS split 3 | Hasle A | 5.5171 | Scenario_7 | outage_line_19
26 | 25 | BOR HAS split 2 | BOR HAS split 1 | 13.0525 | Scenario_7 | outage_line_19
25 | 27 | BOR HAS split 1 | Borrby | 16.6729 | Scenario_7 | outage_line_19
5 | 26 | BOR-HAS split 3 | BOR HAS split 2 | 12.834 | Scenario_7 | outage_line_19
5 | 0 | BOR-HAS split 3 | Hasle A | 3.4167 | Scenario_7 | outage_line_20
26 | 25 | BOR HAS split 2 | BOR HAS split 1 | 12.5089 | Scenario_7 | outage_line_20
25 | 27 | BOR HAS split 1 | Borrby | 16.118 | Scenario_7 | outage_line_20
5 | 26 | BOR-HAS split 3 | BOR HAS split 2 | 12.2767 | Scenario_7 | outage_line_20
26 | 25 | BOR HAS split 2 | BOR HAS split 1 | 12.9472 | Scenario_7 | outage_line_21
25 | 27 | BOR HAS split 1 | Borrby | 16.6806 | Scenario_7 | outage_line_21
5 | 26 | BOR-HAS split 3 | BOR HAS split 2 | 12.7062 | Scenario_7 | outage_line_21
25 | 27 | BOR HAS split 1 | Borrby | 1.5266 | Scenario_7 | outage_line_22
5 | 26 | BOR-HAS split 3 | BOR HAS split 2 |  | Scenario_7 | outage_line_22
2 | 19 | Snorrebakken | Vaerket A | 8.4747 | Scenario_8 | outage_line_0
21 | 19 | Vesthavnen | Vaerket A | 7.2789 | Scenario_8 | outage_line_0
22 | 19 | Auxiliary bus Viadukten 1 | Vaerket A | 4.1273 | Scenario_8 | outage_line_0
19 | 18 | Vaerket A | Ronne Syd | 5.1438 | Scenario_8 | outage_line_0
4 | 21 | Ronne Nord | Vesthavnen | 9.5792 | Scenario_8 | outage_line_0
0 | 4 | Hasle A | Ronne Nord | 26.6712 | Scenario_8 | outage_line_0
23 | 4 | Auxiliary bus Viadukten 2 | Ronne Nord | 15.1666 | Scenario_8 | outage_line_0
24 | 18 | Auxiliary bus Viadukten 3 | Ronne Syd | 8.7445 | Scenario_8 | outage_line_0
11 | 18 | Aakirkeby | Ronne Syd | 2.4003 | Scenario_8 | outage_line_0
11 | 9 | Aakirkeby | Bodilsker | 4.3908 | Scenario_8 | outage_line_0
10 | 9 | Poulsker | Bodilsker | 4.0713 | Scenario_8 | outage_line_0
8 | 9 | Nexo | Bodilsker | 9.6696 | Scenario_8 | outage_line_0
12 | 9 | Dalslunde | Bodilsker | 3.4775 | Scenario_8 | outage_line_0
8 | 7 | Nexo | Svaneke | 3.5637 | Scenario_8 | outage_line_0
12 | 7 | Dalslunde | Svaneke | 2.6015 | Scenario_8 | outage_line_0
12 | 13 | Dalslunde | Osterlars | 2.6314 | Scenario_8 | outage_line_0
15 | 13 | Gudhjem | Osterlars | 3.2698 | Scenario_8 | outage_line_0
14 | 13 | Olsker | Osterlars | 2.6152 | Scenario_8 | outage_line_0
14 | 6 | Olsker | Allinge | 11.3939 | Scenario_8 | outage_line_0
14 | 0 | Olsker | Hasle A | 10.4798 | Scenario_8 | outage_line_0
5 | 0 | BOR-HAS split 3 | Hasle A | 26.0649 | Scenario_8 | outage_line_0
26 | 25 | BOR HAS split 2 | BOR HAS split 1 | 20.4278 | Scenario_8 | outage_line_0
25 | 27 | BOR HAS split 1 | Borrby | 23.8075 | Scenario_8 | outage_line_0
5 | 26 | BOR-HAS split 3 | BOR HAS split 2 | 25.778 | Scenario_8 | outage_line_0
21 | 19 | Vesthavnen | Vaerket A | 6.6575 | Scenario_8 | outage_line_1
22 | 19 | Auxiliary bus Viadukten 1 | Vaerket A | 3.0181 | Scenario_8 | outage_line_1
19 | 18 | Vaerket A | Ronne Syd | 5.5274 | Scenario_8 | outage_line_1
4 | 21 | Ronne Nord | Vesthavnen | 8.8363 | Scenario_8 | outage_line_1
0 | 4 | Hasle A | Ronne Nord | 24.9243 | Scenario_8 | outage_line_1
23 | 4 | Auxiliary bus Viadukten 2 | Ronne Nord | 14.4178 | Scenario_8 | outage_line_1
24 | 18 | Auxiliary bus Viadukten 3 | Ronne Syd | 9.2092 | Scenario_8 | outage_line_1
11 | 18 | Aakirkeby | Ronne Syd | 3.3148 | Scenario_8 | outage_line_1
11 | 9 | Aakirkeby | Bodilsker | 4.3569 | Scenario_8 | outage_line_1
10 | 9 | Poulsker | Bodilsker | 4.0629 | Scenario_8 | outage_line_1
8 | 9 | Nexo | Bodilsker | 9.5066 | Scenario_8 | outage_line_1
12 | 9 | Dalslunde | Bodilsker | 3.2329 | Scenario_8 | outage_line_1
8 | 7 | Nexo | Svaneke | 3.5373 | Scenario_8 | outage_line_1
12 | 7 | Dalslunde | Svaneke | 2.6956 | Scenario_8 | outage_line_1
12 | 13 | Dalslunde | Osterlars | 2.2119 | Scenario_8 | outage_line_1
15 | 13 | Gudhjem | Osterlars | 3.2735 | Scenario_8 | outage_line_1
14 | 13 | Olsker | Osterlars | 2.9178 | Scenario_8 | outage_line_1
14 | 6 | Olsker | Allinge | 11.362 | Scenario_8 | outage_line_1
14 | 0 | Olsker | Hasle A | 10.8538 | Scenario_8 | outage_line_1
5 | 0 | BOR-HAS split 3 | Hasle A | 24.4512 | Scenario_8 | outage_line_1
26 | 25 | BOR HAS split 2 | BOR HAS split 1 | 18.0775 | Scenario_8 | outage_line_1
25 | 27 | BOR HAS split 1 | Borrby | 21.0503 | Scenario_8 | outage_line_1
5 | 26 | BOR-HAS split 3 | BOR HAS split 2 | 24.1372 | Scenario_8 | outage_line_1
22 | 19 | Auxiliary bus Viadukten 1 | Vaerket A | 8.2812 | Scenario_8 | outage_line_2
19 | 18 | Vaerket A | Ronne Syd | 3.2801 | Scenario_8 | outage_line_2
4 | 21 | Ronne Nord | Vesthavnen | 2.9246 | Scenario_8 | outage_line_2
0 | 4 | Hasle A | Ronne Nord | 25.4108 | Scenario_8 | outage_line_2
23 | 4 | Auxiliary bus Viadukten 2 | Ronne Nord | 21.5827 | Scenario_8 | outage_line_2
24 | 18 | Auxiliary bus Viadukten 3 | Ronne Syd | 10.538 | Scenario_8 | outage_line_2
11 | 18 | Aakirkeby | Ronne Syd | 3.4527 | Scenario_8 | outage_line_2
11 | 9 | Aakirkeby | Bodilsker | 4.6352 | Scenario_8 | outage_line_2
10 | 9 | Poulsker | Bodilsker | 4.0673 | Scenario_8 | outage_line_2
8 | 9 | Nexo | Bodilsker | 9.4947 | Scenario_8 | outage_line_2
12 | 9 | Dalslunde | Bodilsker | 3.2136 | Scenario_8 | outage_line_2
8 | 7 | Nexo | Svaneke | 3.5297 | Scenario_8 | outage_line_2
12 | 7 | Dalslunde | Svaneke | 2.6986 | Scenario_8 | outage_line_2
12 | 13 | Dalslunde | Osterlars | 2.1776 | Scenario_8 | outage_line_2
15 | 13 | Gudhjem | Osterlars | 3.2718 | Scenario_8 | outage_line_2
14 | 13 | Olsker | Osterlars | 2.9466 | Scenario_8 | outage_line_2
14 | 6 | Olsker | Allinge | 11.3745 | Scenario_8 | outage_line_2
14 | 0 | Olsker | Hasle A | 10.9056 | Scenario_8 | outage_line_2
5 | 0 | BOR-HAS split 3 | Hasle A | 24.7478 | Scenario_8 | outage_line_2
26 | 25 | BOR HAS split 2 | BOR HAS split 1 | 18.2385 | Scenario_8 | outage_line_2
25 | 27 | BOR HAS split 1 | Borrby | 21.2335 | Scenario_8 | outage_line_2
5 | 26 | BOR-HAS split 3 | BOR HAS split 2 | 24.4313 | Scenario_8 | outage_line_2
19 | 18 | Vaerket A | Ronne Syd | 13.1113 | Scenario_8 | outage_line_3
4 | 21 | Ronne Nord | Vesthavnen | 2.9271 | Scenario_8 | outage_line_3
0 | 4 | Hasle A | Ronne Nord | 25.7894 | Scenario_8 | outage_line_3
23 | 4 | Auxiliary bus Viadukten 2 | Ronne Nord | 21.9608 | Scenario_8 | outage_line_3
24 | 18 | Auxiliary bus Viadukten 3 | Ronne Syd | 19.5127 | Scenario_8 | outage_line_3
11 | 18 | Aakirkeby | Ronne Syd | 3.595 | Scenario_8 | outage_line_3
11 | 9 | Aakirkeby | Bodilsker | 4.8878 | Scenario_8 | outage_line_3
10 | 9 | Poulsker | Bodilsker | 4.071 | Scenario_8 | outage_line_3
8 | 9 | Nexo | Bodilsker | 9.4898 | Scenario_8 | outage_line_3
12 | 9 | Dalslunde | Bodilsker | 3.2064 | Scenario_8 | outage_line_3
8 | 7 | Nexo | Svaneke | 3.5301 | Scenario_8 | outage_line_3
12 | 7 | Dalslunde | Svaneke | 2.6956 | Scenario_8 | outage_line_3
12 | 13 | Dalslunde | Osterlars | 2.1463 | Scenario_8 | outage_line_3
15 | 13 | Gudhjem | Osterlars | 3.2705 | Scenario_8 | outage_line_3
14 | 13 | Olsker | Osterlars | 2.9598 | Scenario_8 | outage_line_3
14 | 6 | Olsker | Allinge | 11.3848 | Scenario_8 | outage_line_3
14 | 0 | Olsker | Hasle A | 10.9523 | Scenario_8 | outage_line_3
5 | 0 | BOR-HAS split 3 | Hasle A | 24.9917 | Scenario_8 | outage_line_3
26 | 25 | BOR HAS split 2 | BOR HAS split 1 | 18.3785 | Scenario_8 | outage_line_3
25 | 27 | BOR HAS split 1 | Borrby | 21.3934 | Scenario_8 | outage_line_3
5 | 26 | BOR-HAS split 3 | BOR HAS split 2 | 24.6733 | Scenario_8 | outage_line_3
4 | 21 | Ronne Nord | Vesthavnen | 2.8972 | Scenario_8 | outage_line_4
0 | 4 | Hasle A | Ronne Nord | 20.4585 | Scenario_8 | outage_line_4
23 | 4 | Auxiliary bus Viadukten 2 | Ronne Nord | 16.638 | Scenario_8 | outage_line_4
24 | 18 | Auxiliary bus Viadukten 3 | Ronne Syd | 14.1952 | Scenario_8 | outage_line_4
11 | 18 | Aakirkeby | Ronne Syd | 2.9724 | Scenario_8 | outage_line_4
11 | 9 | Aakirkeby | Bodilsker | 3.2297 | Scenario_8 | outage_line_4
10 | 9 | Poulsker | Bodilsker | 4.0348 | Scenario_8 | outage_line_4
8 | 9 | Nexo | Bodilsker | 9.606 | Scenario_8 | outage_line_4
12 | 9 | Dalslunde | Bodilsker | 3.445 | Scenario_8 | outage_line_4
8 | 7 | Nexo | Svaneke | 3.7586 | Scenario_8 | outage_line_4
12 | 7 | Dalslunde | Svaneke | 2.5903 | Scenario_8 | outage_line_4
12 | 13 | Dalslunde | Osterlars | 2.0822 | Scenario_8 | outage_line_4
15 | 13 | Gudhjem | Osterlars | 3.2852 | Scenario_8 | outage_line_4
14 | 13 | Olsker | Osterlars | 2.7054 | Scenario_8 | outage_line_4
14 | 6 | Olsker | Allinge | 11.2694 | Scenario_8 | outage_line_4
14 | 0 | Olsker | Hasle A | 10.9603 | Scenario_8 | outage_line_4
5 | 0 | BOR-HAS split 3 | Hasle A | 22.1075 | Scenario_8 | outage_line_4
26 | 25 | BOR HAS split 2 | BOR HAS split 1 | 16.7864 | Scenario_8 | outage_line_4
25 | 27 | BOR HAS split 1 | Borrby | 19.5794 | Scenario_8 | outage_line_4
5 | 26 | BOR-HAS split 3 | BOR HAS split 2 | 21.8112 | Scenario_8 | outage_line_4
0 | 4 | Hasle A | Ronne Nord | 18.6267 | Scenario_8 | outage_line_5
23 | 4 | Auxiliary bus Viadukten 2 | Ronne Nord | 17.1822 | Scenario_8 | outage_line_5
24 | 18 | Auxiliary bus Viadukten 3 | Ronne Syd | 14.7524 | Scenario_8 | outage_line_5
11 | 18 | Aakirkeby | Ronne Syd | 3.2442 | Scenario_8 | outage_line_5
11 | 9 | Aakirkeby | Bodilsker | 2.9137 | Scenario_8 | outage_line_5
10 | 9 | Poulsker | Bodilsker | 4.0235 | Scenario_8 | outage_line_5
8 | 9 | Nexo | Bodilsker | 9.6034 | Scenario_8 | outage_line_5
12 | 9 | Dalslunde | Bodilsker | 3.474 | Scenario_8 | outage_line_5
8 | 7 | Nexo | Svaneke | 3.825 | Scenario_8 | outage_line_5
12 | 7 | Dalslunde | Svaneke | 2.584 | Scenario_8 | outage_line_5
12 | 13 | Dalslunde | Osterlars | 1.9774 | Scenario_8 | outage_line_5
15 | 13 | Gudhjem | Osterlars | 3.2901 | Scenario_8 | outage_line_5
14 | 13 | Olsker | Osterlars | 2.7419 | Scenario_8 | outage_line_5
14 | 6 | Olsker | Allinge | 11.2318 | Scenario_8 | outage_line_5
14 | 0 | Olsker | Hasle A | 11.0806 | Scenario_8 | outage_line_5
5 | 0 | BOR-HAS split 3 | Hasle A | 20.9626 | Scenario_8 | outage_line_5
26 | 25 | BOR HAS split 2 | BOR HAS split 1 | 15.8716 | Scenario_8 | outage_line_5
25 | 27 | BOR HAS split 1 | Borrby | 18.523 | Scenario_8 | outage_line_5
5 | 26 | BOR-HAS split 3 | BOR HAS split 2 | 20.6659 | Scenario_8 | outage_line_5
23 | 4 | Auxiliary bus Viadukten 2 | Ronne Nord | 2.2751 | Scenario_8 | outage_line_6
24 | 18 | Auxiliary bus Viadukten 3 | Ronne Syd | 4.8726 | Scenario_8 | outage_line_6
11 | 18 | Aakirkeby | Ronne Syd | 15.4475 | Scenario_8 | outage_line_6
11 | 9 | Aakirkeby | Bodilsker | 18.9309 | Scenario_8 | outage_line_6
10 | 9 | Poulsker | Bodilsker | 4.1148 | Scenario_8 | outage_line_6
8 | 9 | Nexo | Bodilsker | 9.7552 | Scenario_8 | outage_line_6
12 | 9 | Dalslunde | Bodilsker | 9.586 | Scenario_8 | outage_line_6
8 | 7 | Nexo | Svaneke | 7.0298 | Scenario_8 | outage_line_6
12 | 7 | Dalslunde | Svaneke | 6.8445 | Scenario_8 | outage_line_6
12 | 13 | Dalslunde | Osterlars | 11.2179 | Scenario_8 | outage_line_6
15 | 13 | Gudhjem | Osterlars | 3.2712 | Scenario_8 | outage_line_6
14 | 13 | Olsker | Osterlars | 13.9942 | Scenario_8 | outage_line_6
14 | 6 | Olsker | Allinge | 11.2461 | Scenario_8 | outage_line_6
14 | 0 | Olsker | Hasle A | 22.8628 | Scenario_8 | outage_line_6
5 | 0 | BOR-HAS split 3 | Hasle A | 19.7917 | Scenario_8 | outage_line_6
26 | 25 | BOR HAS split 2 | BOR HAS split 1 | 15.6098 | Scenario_8 | outage_line_6
25 | 27 | BOR HAS split 1 | Borrby | 18.3625 | Scenario_8 | outage_line_6
5 | 26 | BOR-HAS split 3 | BOR HAS split 2 | 19.5127 | Scenario_8 | outage_line_6
24 | 18 | Auxiliary bus Viadukten 3 | Ronne Syd | 3.242 | Scenario_8 | outage_line_7
11 | 18 | Aakirkeby | Ronne Syd | 14.1005 | Scenario_8 | outage_line_7
11 | 9 | Aakirkeby | Bodilsker | 17.5366 | Scenario_8 | outage_line_7
10 | 9 | Poulsker | Bodilsker | 4.102 | Scenario_8 | outage_line_7
8 | 9 | Nexo | Bodilsker | 9.7939 | Scenario_8 | outage_line_7
12 | 9 | Dalslunde | Bodilsker | 9.1796 | Scenario_8 | outage_line_7
8 | 7 | Nexo | Svaneke | 6.8639 | Scenario_8 | outage_line_7
12 | 7 | Dalslunde | Svaneke | 6.5788 | Scenario_8 | outage_line_7
12 | 13 | Dalslunde | Osterlars | 10.5642 | Scenario_8 | outage_line_7
15 | 13 | Gudhjem | Osterlars | 3.275 | Scenario_8 | outage_line_7
14 | 13 | Olsker | Osterlars | 13.2374 | Scenario_8 | outage_line_7
14 | 6 | Olsker | Allinge | 11.2242 | Scenario_8 | outage_line_7
14 | 0 | Olsker | Hasle A | 22.079 | Scenario_8 | outage_line_7
5 | 0 | BOR-HAS split 3 | Hasle A | 19.2236 | Scenario_8 | outage_line_7
26 | 25 | BOR HAS split 2 | BOR HAS split 1 | 15.1559 | Scenario_8 | outage_line_7
25 | 27 | BOR HAS split 1 | Borrby | 17.8695 | Scenario_8 | outage_line_7
5 | 26 | BOR-HAS split 3 | BOR HAS split 2 | 18.9434 | Scenario_8 | outage_line_7
11 | 18 | Aakirkeby | Ronne Syd | 11.928 | Scenario_8 | outage_line_8
11 | 9 | Aakirkeby | Bodilsker | 15.277 | Scenario_8 | outage_line_8
10 | 9 | Poulsker | Bodilsker | 4.0812 | Scenario_8 | outage_line_8
8 | 9 | Nexo | Bodilsker | 9.8301 | Scenario_8 | outage_line_8
12 | 9 | Dalslunde | Bodilsker | 8.516 | Scenario_8 | outage_line_8
8 | 7 | Nexo | Svaneke | 6.5864 | Scenario_8 | outage_line_8
12 | 7 | Dalslunde | Svaneke | 6.1453 | Scenario_8 | outage_line_8
12 | 13 | Dalslunde | Osterlars | 9.5028 | Scenario_8 | outage_line_8
15 | 13 | Gudhjem | Osterlars | 3.2815 | Scenario_8 | outage_line_8
14 | 13 | Olsker | Osterlars | 12.0196 | Scenario_8 | outage_line_8
14 | 6 | Olsker | Allinge | 11.1884 | Scenario_8 | outage_line_8
14 | 0 | Olsker | Hasle A | 20.8198 | Scenario_8 | outage_line_8
5 | 0 | BOR-HAS split 3 | Hasle A | 18.3152 | Scenario_8 | outage_line_8
26 | 25 | BOR HAS split 2 | BOR HAS split 1 | 14.4977 | Scenario_8 | outage_line_8
25 | 27 | BOR HAS split 1 | Borrby | 17.1694 | Scenario_8 | outage_line_8
5 | 26 | BOR-HAS split 3 | BOR HAS split 2 | 18.0345 | Scenario_8 | outage_line_8
11 | 9 | Aakirkeby | Bodilsker | 3.5899 | Scenario_8 | outage_line_9
10 | 9 | Poulsker | Bodilsker | 3.9775 | Scenario_8 | outage_line_9
8 | 9 | Nexo | Bodilsker | 9.1427 | Scenario_8 | outage_line_9
12 | 9 | Dalslunde | Bodilsker | 4.5897 | Scenario_8 | outage_line_9
8 | 7 | Nexo | Svaneke | 4.7901 | Scenario_8 | outage_line_9
12 | 7 | Dalslunde | Svaneke | 3.9044 | Scenario_8 | outage_line_9
12 | 13 | Dalslunde | Osterlars | 3.6949 | Scenario_8 | outage_line_9
15 | 13 | Gudhjem | Osterlars | 3.3164 | Scenario_8 | outage_line_9
14 | 13 | Olsker | Osterlars | 6.5528 | Scenario_8 | outage_line_9
14 | 6 | Olsker | Allinge | 11.0057 | Scenario_8 | outage_line_9
14 | 0 | Olsker | Hasle A | 15.1764 | Scenario_8 | outage_line_9
5 | 0 | BOR-HAS split 3 | Hasle A | 14.3821 | Scenario_8 | outage_line_9
26 | 25 | BOR HAS split 2 | BOR HAS split 1 | 13.5515 | Scenario_8 | outage_line_9
25 | 27 | BOR HAS split 1 | Borrby | 16.5228 | Scenario_8 | outage_line_9
5 | 26 | BOR-HAS split 3 | BOR HAS split 2 | 14.1475 | Scenario_8 | outage_line_9
10 | 9 | Poulsker | Bodilsker | 3.9492 | Scenario_8 | outage_line_10
8 | 9 | Nexo | Bodilsker | 9.3459 | Scenario_8 | outage_line_10
12 | 9 | Dalslunde | Bodilsker | 4.0059 | Scenario_8 | outage_line_10
8 | 7 | Nexo | Svaneke | 4.4896 | Scenario_8 | outage_line_10
12 | 7 | Dalslunde | Svaneke | 3.2744 | Scenario_8 | outage_line_10
12 | 13 | Dalslunde | Osterlars | 2.3937 | Scenario_8 | outage_line_10
15 | 13 | Gudhjem | Osterlars | 3.3267 | Scenario_8 | outage_line_10
14 | 13 | Olsker | Osterlars | 4.8844 | Scenario_8 | outage_line_10
14 | 6 | Olsker | Allinge | 10.9559 | Scenario_8 | outage_line_10
14 | 0 | Olsker | Hasle A | 13.4217 | Scenario_8 | outage_line_10
5 | 0 | BOR-HAS split 3 | Hasle A | 13.1347 | Scenario_8 | outage_line_10
26 | 25 | BOR HAS split 2 | BOR HAS split 1 | 13.1426 | Scenario_8 | outage_line_10
25 | 27 | BOR HAS split 1 | Borrby | 16.1691 | Scenario_8 | outage_line_10
5 | 26 | BOR-HAS split 3 | BOR HAS split 2 | 13.0261 | Scenario_8 | outage_line_10
8 | 9 | Nexo | Bodilsker | 9.9779 | Scenario_8 | outage_line_11
12 | 9 | Dalslunde | Bodilsker | 4.8564 | Scenario_8 | outage_line_11
8 | 7 | Nexo | Svaneke | 4.8617 | Scenario_8 | outage_line_11
12 | 7 | Dalslunde | Svaneke | 3.3218 | Scenario_8 | outage_line_11
12 | 13 | Dalslunde | Osterlars | 3.3527 | Scenario_8 | outage_line_11
15 | 13 | Gudhjem | Osterlars | 3.3265 | Scenario_8 | outage_line_11
14 | 13 | Olsker | Osterlars | 4.3304 | Scenario_8 | outage_line_11
14 | 6 | Olsker | Allinge | 10.9572 | Scenario_8 | outage_line_11
14 | 0 | Olsker | Hasle A | 12.9428 | Scenario_8 | outage_line_11
5 | 0 | BOR-HAS split 3 | Hasle A | 12.7286 | Scenario_8 | outage_line_11
26 | 25 | BOR HAS split 2 | BOR HAS split 1 | 12.218 | Scenario_8 | outage_line_11
25 | 27 | BOR HAS split 1 | Borrby | 15.0896 | Scenario_8 | outage_line_11
5 | 26 | BOR-HAS split 3 | BOR HAS split 2 | 12.4761 | Scenario_8 | outage_line_11
12 | 9 | Dalslunde | Bodilsker | 9.6086 | Scenario_8 | outage_line_12
8 | 7 | Nexo | Svaneke | 6.7115 | Scenario_8 | outage_line_12
12 | 7 | Dalslunde | Svaneke | 9.1848 | Scenario_8 | outage_line_12
12 | 13 | Dalslunde | Osterlars | 3.6428 | Scenario_8 | outage_line_12
15 | 13 | Gudhjem | Osterlars | 3.3235 | Scenario_8 | outage_line_12
14 | 13 | Olsker | Osterlars | 4.8164 | Scenario_8 | outage_line_12
14 | 6 | Olsker | Allinge | 10.9721 | Scenario_8 | outage_line_12
14 | 0 | Olsker | Hasle A | 13.4389 | Scenario_8 | outage_line_12
5 | 0 | BOR-HAS split 3 | Hasle A | 13.0752 | Scenario_8 | outage_line_12
26 | 25 | BOR HAS split 2 | BOR HAS split 1 | 12.2534 | Scenario_8 | outage_line_12
25 | 27 | BOR HAS split 1 | Borrby | 15.0909 | Scenario_8 | outage_line_12
5 | 26 | BOR-HAS split 3 | BOR HAS split 2 | 12.8186 | Scenario_8 | outage_line_12
8 | 7 | Nexo | Svaneke | 6.7075 | Scenario_8 | outage_line_13
12 | 7 | Dalslunde | Svaneke | 9.2009 | Scenario_8 | outage_line_13
12 | 13 | Dalslunde | Osterlars | 6.5 | Scenario_8 | outage_line_13
15 | 13 | Gudhjem | Osterlars | 3.3432 | Scenario_8 | outage_line_13
14 | 13 | Olsker | Osterlars | 10.5711 | Scenario_8 | outage_line_13
14 | 6 | Olsker | Allinge | 10.875 | Scenario_8 | outage_line_13
14 | 0 | Olsker | Hasle A | 16.3227 | Scenario_8 | outage_line_13
5 | 0 | BOR-HAS split 3 | Hasle A | 15.1336 | Scenario_8 | outage_line_13
26 | 25 | BOR HAS split 2 | BOR HAS split 1 | 18.6552 | Scenario_8 | outage_line_13
25 | 27 | BOR HAS split 1 | Borrby | 22.7342 | Scenario_8 | outage_line_13
5 | 26 | BOR-HAS split 3 | BOR HAS split 2 | 18.5152 | Scenario_8 | outage_line_13
12 | 7 | Dalslunde | Svaneke | 3.1906 | Scenario_8 | outage_line_14
12 | 13 | Dalslunde | Osterlars | 1.8639 | Scenario_8 | outage_line_14
15 | 13 | Gudhjem | Osterlars | 3.3388 | Scenario_8 | outage_line_14
14 | 13 | Olsker | Osterlars | 6.2382 | Scenario_8 | outage_line_14
14 | 6 | Olsker | Allinge | 10.8971 | Scenario_8 | outage_line_14
14 | 0 | Olsker | Hasle A | 13.4314 | Scenario_8 | outage_line_14
5 | 0 | BOR-HAS split 3 | Hasle A | 13.1926 | Scenario_8 | outage_line_14
26 | 25 | BOR HAS split 2 | BOR HAS split 1 | 15.3938 | Scenario_8 | outage_line_14
25 | 27 | BOR HAS split 1 | Borrby | 18.9141 | Scenario_8 | outage_line_14
5 | 26 | BOR-HAS split 3 | BOR HAS split 2 | 15.257 | Scenario_8 | outage_line_14
12 | 13 | Dalslunde | Osterlars | 0.21486 | Scenario_8 | outage_line_15
15 | 13 | Gudhjem | Osterlars | 3.339 | Scenario_8 | outage_line_15
14 | 13 | Olsker | Osterlars | 4.6006 | Scenario_8 | outage_line_15
14 | 6 | Olsker | Allinge | 10.8968 | Scenario_8 | outage_line_15
14 | 0 | Olsker | Hasle A | 12.3405 | Scenario_8 | outage_line_15
5 | 0 | BOR-HAS split 3 | Hasle A | 12.4141 | Scenario_8 | outage_line_15
26 | 25 | BOR HAS split 2 | BOR HAS split 1 | 14.1719 | Scenario_8 | outage_line_15
25 | 27 | BOR HAS split 1 | Borrby | 17.5007 | Scenario_8 | outage_line_15
5 | 26 | BOR-HAS split 3 | BOR HAS split 2 | 14.0335 | Scenario_8 | outage_line_15
15 | 13 | Gudhjem | Osterlars | 3.3378 | Scenario_8 | outage_line_16
14 | 13 | Olsker | Osterlars | 4.5785 | Scenario_8 | outage_line_16
14 | 6 | Olsker | Allinge | 10.9023 | Scenario_8 | outage_line_16
14 | 0 | Olsker | Hasle A | 12.435 | Scenario_8 | outage_line_16
5 | 0 | BOR-HAS split 3 | Hasle A | 12.48 | Scenario_8 | outage_line_16
26 | 25 | BOR HAS split 2 | BOR HAS split 1 | 14.081 | Scenario_8 | outage_line_16
25 | 27 | BOR HAS split 1 | Borrby | 17.3834 | Scenario_8 | outage_line_16
5 | 26 | BOR-HAS split 3 | BOR HAS split 2 | 13.9444 | Scenario_8 | outage_line_16
14 | 13 | Olsker | Osterlars | 3.6629 | Scenario_8 | outage_line_17
14 | 6 | Olsker | Allinge | 10.9292 | Scenario_8 | outage_line_17
14 | 0 | Olsker | Hasle A | 12.2169 | Scenario_8 | outage_line_17
5 | 0 | BOR-HAS split 3 | Hasle A | 12.2524 | Scenario_8 | outage_line_17
26 | 25 | BOR HAS split 2 | BOR HAS split 1 | 12.547 | Scenario_8 | outage_line_17
25 | 27 | BOR HAS split 1 | Borrby | 15.5438 | Scenario_8 | outage_line_17
5 | 26 | BOR-HAS split 3 | BOR HAS split 2 | 12.4194 | Scenario_8 | outage_line_17
14 | 6 | Olsker | Allinge | 10.8439 | Scenario_8 | outage_line_18
14 | 0 | Olsker | Hasle A | 8.681 | Scenario_8 | outage_line_18
5 | 0 | BOR-HAS split 3 | Hasle A | 9.6733 | Scenario_8 | outage_line_18
26 | 25 | BOR HAS split 2 | BOR HAS split 1 | 11.4582 | Scenario_8 | outage_line_18
25 | 27 | BOR HAS split 1 | Borrby | 14.5026 | Scenario_8 | outage_line_18
5 | 26 | BOR-HAS split 3 | BOR HAS split 2 | 11.2928 | Scenario_8 | outage_line_18
14 | 0 | Olsker | Hasle A | 3.0908 | Scenario_8 | outage_line_19
5 | 0 | BOR-HAS split 3 | Hasle A | 5.7326 | Scenario_8 | outage_line_19
26 | 25 | BOR HAS split 2 | BOR HAS split 1 | 13.0673 | Scenario_8 | outage_line_19
25 | 27 | BOR HAS split 1 | Borrby | 16.6799 | Scenario_8 | outage_line_19
5 | 26 | BOR-HAS split 3 | BOR HAS split 2 | 12.8505 | Scenario_8 | outage_line_19
5 | 0 | BOR-HAS split 3 | Hasle A | 3.5952 | Scenario_8 | outage_line_20
26 | 25 | BOR HAS split 2 | BOR HAS split 1 | 12.4839 | Scenario_8 | outage_line_20
25 | 27 | BOR HAS split 1 | Borrby | 16.0832 | Scenario_8 | outage_line_20
5 | 26 | BOR-HAS split 3 | BOR HAS split 2 | 12.2526 | Scenario_8 | outage_line_20
26 | 25 | BOR HAS split 2 | BOR HAS split 1 | 12.9472 | Scenario_8 | outage_line_21
25 | 27 | BOR HAS split 1 | Borrby | 16.6806 | Scenario_8 | outage_line_21
5 | 26 | BOR-HAS split 3 | BOR HAS split 2 | 12.7062 | Scenario_8 | outage_line_21
25 | 27 | BOR HAS split 1 | Borrby | 1.5266 | Scenario_8 | outage_line_22
5 | 26 | BOR-HAS split 3 | BOR HAS split 2 |  | Scenario_8 | outage_line_22
2 | 19 | Snorrebakken | Vaerket A | 8.9195 | Scenario_9 | outage_line_0
21 | 19 | Vesthavnen | Vaerket A | 7.2767 | Scenario_9 | outage_line_0
22 | 19 | Auxiliary bus Viadukten 1 | Vaerket A | 4.3485 | Scenario_9 | outage_line_0
19 | 18 | Vaerket A | Ronne Syd | 5.0756 | Scenario_9 | outage_line_0
4 | 21 | Ronne Nord | Vesthavnen | 10.0135 | Scenario_9 | outage_line_0
0 | 4 | Hasle A | Ronne Nord | 27.4488 | Scenario_9 | outage_line_0
23 | 4 | Auxiliary bus Viadukten 2 | Ronne Nord | 15.5191 | Scenario_9 | outage_line_0
24 | 18 | Auxiliary bus Viadukten 3 | Ronne Syd | 8.7446 | Scenario_9 | outage_line_0
11 | 18 | Aakirkeby | Ronne Syd | 2.3831 | Scenario_9 | outage_line_0
11 | 9 | Aakirkeby | Bodilsker | 4.8404 | Scenario_9 | outage_line_0
10 | 9 | Poulsker | Bodilsker | 4.0817 | Scenario_9 | outage_line_0
8 | 9 | Nexo | Bodilsker | 9.4912 | Scenario_9 | outage_line_0
12 | 9 | Dalslunde | Bodilsker | 3.4919 | Scenario_9 | outage_line_0
8 | 7 | Nexo | Svaneke | 3.5951 | Scenario_9 | outage_line_0
12 | 7 | Dalslunde | Svaneke | 2.6906 | Scenario_9 | outage_line_0
12 | 13 | Dalslunde | Osterlars | 2.9598 | Scenario_9 | outage_line_0
15 | 13 | Gudhjem | Osterlars | 3.2649 | Scenario_9 | outage_line_0
14 | 13 | Olsker | Osterlars | 2.5863 | Scenario_9 | outage_line_0
14 | 6 | Olsker | Allinge | 12.2774 | Scenario_9 | outage_line_0
14 | 0 | Olsker | Hasle A | 10.7461 | Scenario_9 | outage_line_0
5 | 0 | BOR-HAS split 3 | Hasle A | 26.9831 | Scenario_9 | outage_line_0
26 | 25 | BOR HAS split 2 | BOR HAS split 1 | 21.2206 | Scenario_9 | outage_line_0
25 | 27 | BOR HAS split 1 | Borrby | 24.7273 | Scenario_9 | outage_line_0
5 | 26 | BOR-HAS split 3 | BOR HAS split 2 | 26.6961 | Scenario_9 | outage_line_0
21 | 19 | Vesthavnen | Vaerket A | 6.5691 | Scenario_9 | outage_line_1
22 | 19 | Auxiliary bus Viadukten 1 | Vaerket A | 3.1015 | Scenario_9 | outage_line_1
19 | 18 | Vaerket A | Ronne Syd | 5.4946 | Scenario_9 | outage_line_1
4 | 21 | Ronne Nord | Vesthavnen | 9.176 | Scenario_9 | outage_line_1
0 | 4 | Hasle A | Ronne Nord | 25.4902 | Scenario_9 | outage_line_1
23 | 4 | Auxiliary bus Viadukten 2 | Ronne Nord | 14.6658 | Scenario_9 | outage_line_1
24 | 18 | Auxiliary bus Viadukten 3 | Ronne Syd | 9.2354 | Scenario_9 | outage_line_1
11 | 18 | Aakirkeby | Ronne Syd | 3.263 | Scenario_9 | outage_line_1
11 | 9 | Aakirkeby | Bodilsker | 4.6804 | Scenario_9 | outage_line_1
10 | 9 | Poulsker | Bodilsker | 4.0721 | Scenario_9 | outage_line_1
8 | 9 | Nexo | Bodilsker | 9.3267 | Scenario_9 | outage_line_1
12 | 9 | Dalslunde | Bodilsker | 3.2316 | Scenario_9 | outage_line_1
8 | 7 | Nexo | Svaneke | 3.5733 | Scenario_9 | outage_line_1
12 | 7 | Dalslunde | Svaneke | 2.7684 | Scenario_9 | outage_line_1
12 | 13 | Dalslunde | Osterlars | 2.5181 | Scenario_9 | outage_line_1
15 | 13 | Gudhjem | Osterlars | 3.269 | Scenario_9 | outage_line_1
14 | 13 | Olsker | Osterlars | 2.8609 | Scenario_9 | outage_line_1
14 | 6 | Olsker | Allinge | 12.2383 | Scenario_9 | outage_line_1
14 | 0 | Olsker | Hasle A | 11.1365 | Scenario_9 | outage_line_1
5 | 0 | BOR-HAS split 3 | Hasle A | 25.2364 | Scenario_9 | outage_line_1
26 | 25 | BOR HAS split 2 | BOR HAS split 1 | 18.7424 | Scenario_9 | outage_line_1
25 | 27 | BOR HAS split 1 | Borrby | 21.8205 | Scenario_9 | outage_line_1
5 | 26 | BOR-HAS split 3 | BOR HAS split 2 | 24.9222 | Scenario_9 | outage_line_1
22 | 19 | Auxiliary bus Viadukten 1 | Vaerket A | 8.2927 | Scenario_9 | outage_line_2
19 | 18 | Vaerket A | Ronne Syd | 3.2745 | Scenario_9 | outage_line_2
4 | 21 | Ronne Nord | Vesthavnen | 3.3546 | Scenario_9 | outage_line_2
0 | 4 | Hasle A | Ronne Nord | 25.9768 | Scenario_9 | outage_line_2
23 | 4 | Auxiliary bus Viadukten 2 | Ronne Nord | 21.7309 | Scenario_9 | outage_line_2
24 | 18 | Auxiliary bus Viadukten 3 | Ronne Syd | 10.5454 | Scenario_9 | outage_line_2
11 | 18 | Aakirkeby | Ronne Syd | 3.4122 | Scenario_9 | outage_line_2
11 | 9 | Aakirkeby | Bodilsker | 4.9606 | Scenario_9 | outage_line_2
10 | 9 | Poulsker | Bodilsker | 4.0765 | Scenario_9 | outage_line_2
8 | 9 | Nexo | Bodilsker | 9.3145 | Scenario_9 | outage_line_2
12 | 9 | Dalslunde | Bodilsker | 3.2117 | Scenario_9 | outage_line_2
8 | 7 | Nexo | Svaneke | 3.5656 | Scenario_9 | outage_line_2
12 | 7 | Dalslunde | Svaneke | 2.7697 | Scenario_9 | outage_line_2
12 | 13 | Dalslunde | Osterlars | 2.485 | Scenario_9 | outage_line_2
15 | 13 | Gudhjem | Osterlars | 3.2674 | Scenario_9 | outage_line_2
14 | 13 | Olsker | Osterlars | 2.8866 | Scenario_9 | outage_line_2
14 | 6 | Olsker | Allinge | 12.252 | Scenario_9 | outage_line_2
14 | 0 | Olsker | Hasle A | 11.1881 | Scenario_9 | outage_line_2
5 | 0 | BOR-HAS split 3 | Hasle A | 25.5338 | Scenario_9 | outage_line_2
26 | 25 | BOR HAS split 2 | BOR HAS split 1 | 18.9119 | Scenario_9 | outage_line_2
25 | 27 | BOR HAS split 1 | Borrby | 22.014 | Scenario_9 | outage_line_2
5 | 26 | BOR-HAS split 3 | BOR HAS split 2 | 25.2173 | Scenario_9 | outage_line_2
19 | 18 | Vaerket A | Ronne Syd | 13.0946 | Scenario_9 | outage_line_3
4 | 21 | Ronne Nord | Vesthavnen | 3.3575 | Scenario_9 | outage_line_3
0 | 4 | Hasle A | Ronne Nord | 26.3537 | Scenario_9 | outage_line_3
23 | 4 | Auxiliary bus Viadukten 2 | Ronne Nord | 22.107 | Scenario_9 | outage_line_3
24 | 18 | Auxiliary bus Viadukten 3 | Ronne Syd | 19.5421 | Scenario_9 | outage_line_3
11 | 18 | Aakirkeby | Ronne Syd | 3.5637 | Scenario_9 | outage_line_3
11 | 9 | Aakirkeby | Bodilsker | 5.2156 | Scenario_9 | outage_line_3
10 | 9 | Poulsker | Bodilsker | 4.0803 | Scenario_9 | outage_line_3
8 | 9 | Nexo | Bodilsker | 9.3093 | Scenario_9 | outage_line_3
12 | 9 | Dalslunde | Bodilsker | 3.2033 | Scenario_9 | outage_line_3
8 | 7 | Nexo | Svaneke | 3.5661 | Scenario_9 | outage_line_3
12 | 7 | Dalslunde | Svaneke | 2.7648 | Scenario_9 | outage_line_3
12 | 13 | Dalslunde | Osterlars | 2.4524 | Scenario_9 | outage_line_3
15 | 13 | Gudhjem | Osterlars | 3.266 | Scenario_9 | outage_line_3
14 | 13 | Olsker | Osterlars | 2.8963 | Scenario_9 | outage_line_3
14 | 6 | Olsker | Allinge | 12.2632 | Scenario_9 | outage_line_3
14 | 0 | Olsker | Hasle A | 11.2362 | Scenario_9 | outage_line_3
5 | 0 | BOR-HAS split 3 | Hasle A | 25.7781 | Scenario_9 | outage_line_3
26 | 25 | BOR HAS split 2 | BOR HAS split 1 | 19.0584 | Scenario_9 | outage_line_3
25 | 27 | BOR HAS split 1 | Borrby | 22.1816 | Scenario_9 | outage_line_3
5 | 26 | BOR-HAS split 3 | BOR HAS split 2 | 25.4598 | Scenario_9 | outage_line_3
4 | 21 | Ronne Nord | Vesthavnen | 3.3226 | Scenario_9 | outage_line_4
0 | 4 | Hasle A | Ronne Nord | 21.0005 | Scenario_9 | outage_line_4
23 | 4 | Auxiliary bus Viadukten 2 | Ronne Nord | 16.7707 | Scenario_9 | outage_line_4
24 | 18 | Auxiliary bus Viadukten 3 | Ronne Syd | 14.2149 | Scenario_9 | outage_line_4
11 | 18 | Aakirkeby | Ronne Syd | 2.8853 | Scenario_9 | outage_line_4
11 | 9 | Aakirkeby | Bodilsker | 3.5313 | Scenario_9 | outage_line_4
10 | 9 | Poulsker | Bodilsker | 4.0436 | Scenario_9 | outage_line_4
8 | 9 | Nexo | Bodilsker | 9.4321 | Scenario_9 | outage_line_4
12 | 9 | Dalslunde | Bodilsker | 3.4262 | Scenario_9 | outage_line_4
8 | 7 | Nexo | Svaneke | 3.7944 | Scenario_9 | outage_line_4
12 | 7 | Dalslunde | Svaneke | 2.6477 | Scenario_9 | outage_line_4
12 | 13 | Dalslunde | Osterlars | 2.3342 | Scenario_9 | outage_line_4
15 | 13 | Gudhjem | Osterlars | 3.2808 | Scenario_9 | outage_line_4
14 | 13 | Olsker | Osterlars | 2.6046 | Scenario_9 | outage_line_4
14 | 6 | Olsker | Allinge | 12.1369 | Scenario_9 | outage_line_4
14 | 0 | Olsker | Hasle A | 11.2533 | Scenario_9 | outage_line_4
5 | 0 | BOR-HAS split 3 | Hasle A | 22.8533 | Scenario_9 | outage_line_4
26 | 25 | BOR HAS split 2 | BOR HAS split 1 | 17.3329 | Scenario_9 | outage_line_4
25 | 27 | BOR HAS split 1 | Borrby | 20.2092 | Scenario_9 | outage_line_4
5 | 26 | BOR-HAS split 3 | BOR HAS split 2 | 22.5553 | Scenario_9 | outage_line_4
0 | 4 | Hasle A | Ronne Nord | 18.7899 | Scenario_9 | outage_line_5
23 | 4 | Auxiliary bus Viadukten 2 | Ronne Nord | 17.4207 | Scenario_9 | outage_line_5
24 | 18 | Auxiliary bus Viadukten 3 | Ronne Syd | 14.8817 | Scenario_9 | outage_line_5
11 | 18 | Aakirkeby | Ronne Syd | 3.1739 | Scenario_9 | outage_line_5
11 | 9 | Aakirkeby | Bodilsker | 3.0905 | Scenario_9 | outage_line_5
10 | 9 | Poulsker | Bodilsker | 4.03 | Scenario_9 | outage_line_5
8 | 9 | Nexo | Bodilsker | 9.4376 | Scenario_9 | outage_line_5
12 | 9 | Dalslunde | Bodilsker | 3.4614 | Scenario_9 | outage_line_5
8 | 7 | Nexo | Svaneke | 3.8769 | Scenario_9 | outage_line_5
12 | 7 | Dalslunde | Svaneke | 2.6266 | Scenario_9 | outage_line_5
12 | 13 | Dalslunde | Osterlars | 2.1911 | Scenario_9 | outage_line_5
15 | 13 | Gudhjem | Osterlars | 3.2867 | Scenario_9 | outage_line_5
14 | 13 | Olsker | Osterlars | 2.6174 | Scenario_9 | outage_line_5
14 | 6 | Olsker | Allinge | 12.0874 | Scenario_9 | outage_line_5
14 | 0 | Olsker | Hasle A | 11.3927 | Scenario_9 | outage_line_5
5 | 0 | BOR-HAS split 3 | Hasle A | 21.4828 | Scenario_9 | outage_line_5
26 | 25 | BOR HAS split 2 | BOR HAS split 1 | 16.2377 | Scenario_9 | outage_line_5
25 | 27 | BOR HAS split 1 | Borrby | 18.9439 | Scenario_9 | outage_line_5
5 | 26 | BOR-HAS split 3 | BOR HAS split 2 | 21.185 | Scenario_9 | outage_line_5
23 | 4 | Auxiliary bus Viadukten 2 | Ronne Nord | 2.1964 | Scenario_9 | outage_line_6
24 | 18 | Auxiliary bus Viadukten 3 | Ronne Syd | 4.9119 | Scenario_9 | outage_line_6
11 | 18 | Aakirkeby | Ronne Syd | 15.6663 | Scenario_9 | outage_line_6
11 | 9 | Aakirkeby | Bodilsker | 19.4607 | Scenario_9 | outage_line_6
10 | 9 | Poulsker | Bodilsker | 4.1224 | Scenario_9 | outage_line_6
8 | 9 | Nexo | Bodilsker | 9.7969 | Scenario_9 | outage_line_6
12 | 9 | Dalslunde | Bodilsker | 9.6097 | Scenario_9 | outage_line_6
8 | 7 | Nexo | Svaneke | 7.1413 | Scenario_9 | outage_line_6
12 | 7 | Dalslunde | Svaneke | 6.5468 | Scenario_9 | outage_line_6
12 | 13 | Dalslunde | Osterlars | 11.0516 | Scenario_9 | outage_line_6
15 | 13 | Gudhjem | Osterlars | 3.2676 | Scenario_9 | outage_line_6
14 | 13 | Olsker | Osterlars | 13.8466 | Scenario_9 | outage_line_6
14 | 6 | Olsker | Allinge | 12.1029 | Scenario_9 | outage_line_6
14 | 0 | Olsker | Hasle A | 23.3238 | Scenario_9 | outage_line_6
5 | 0 | BOR-HAS split 3 | Hasle A | 20.295 | Scenario_9 | outage_line_6
26 | 25 | BOR HAS split 2 | BOR HAS split 1 | 15.9341 | Scenario_9 | outage_line_6
25 | 27 | BOR HAS split 1 | Borrby | 18.7006 | Scenario_9 | outage_line_6
5 | 26 | BOR-HAS split 3 | BOR HAS split 2 | 20.0145 | Scenario_9 | outage_line_6
24 | 18 | Auxiliary bus Viadukten 3 | Ronne Syd | 3.3589 | Scenario_9 | outage_line_7
11 | 18 | Aakirkeby | Ronne Syd | 14.3829 | Scenario_9 | outage_line_7
11 | 9 | Aakirkeby | Bodilsker | 18.1297 | Scenario_9 | outage_line_7
10 | 9 | Poulsker | Bodilsker | 4.1102 | Scenario_9 | outage_line_7
8 | 9 | Nexo | Bodilsker | 9.8244 | Scenario_9 | outage_line_7
12 | 9 | Dalslunde | Bodilsker | 9.2241 | Scenario_9 | outage_line_7
8 | 7 | Nexo | Svaneke | 6.9836 | Scenario_9 | outage_line_7
12 | 7 | Dalslunde | Svaneke | 6.2945 | Scenario_9 | outage_line_7
12 | 13 | Dalslunde | Osterlars | 10.4332 | Scenario_9 | outage_line_7
15 | 13 | Gudhjem | Osterlars | 3.2713 | Scenario_9 | outage_line_7
14 | 13 | Olsker | Osterlars | 13.1257 | Scenario_9 | outage_line_7
14 | 6 | Olsker | Allinge | 12.0803 | Scenario_9 | outage_line_7
14 | 0 | Olsker | Hasle A | 22.5765 | Scenario_9 | outage_line_7
5 | 0 | BOR-HAS split 3 | Hasle A | 19.7522 | Scenario_9 | outage_line_7
26 | 25 | BOR HAS split 2 | BOR HAS split 1 | 15.4886 | Scenario_9 | outage_line_7
25 | 27 | BOR HAS split 1 | Borrby | 18.2136 | Scenario_9 | outage_line_7
5 | 26 | BOR-HAS split 3 | BOR HAS split 2 | 19.4706 | Scenario_9 | outage_line_7
11 | 18 | Aakirkeby | Ronne Syd | 12.1012 | Scenario_9 | outage_line_8
11 | 9 | Aakirkeby | Bodilsker | 15.7547 | Scenario_9 | outage_line_8
10 | 9 | Poulsker | Bodilsker | 4.0883 | Scenario_9 | outage_line_8
8 | 9 | Nexo | Bodilsker | 9.8379 | Scenario_9 | outage_line_8
12 | 9 | Dalslunde | Bodilsker | 8.5261 | Scenario_9 | outage_line_8
8 | 7 | Nexo | Svaneke | 6.6898 | Scenario_9 | outage_line_8
12 | 7 | Dalslunde | Svaneke | 5.8417 | Scenario_9 | outage_line_8
12 | 13 | Dalslunde | Osterlars | 9.3261 | Scenario_9 | outage_line_8
15 | 13 | Gudhjem | Osterlars | 3.278 | Scenario_9 | outage_line_8
14 | 13 | Olsker | Osterlars | 11.8526 | Scenario_9 | outage_line_8
14 | 6 | Olsker | Allinge | 12.0395 | Scenario_9 | outage_line_8
14 | 0 | Olsker | Hasle A | 21.2587 | Scenario_9 | outage_line_8
5 | 0 | BOR-HAS split 3 | Hasle A | 18.801 | Scenario_9 | outage_line_8
26 | 25 | BOR HAS split 2 | BOR HAS split 1 | 14.7836 | Scenario_9 | outage_line_8
25 | 27 | BOR HAS split 1 | Borrby | 17.4595 | Scenario_9 | outage_line_8
5 | 26 | BOR-HAS split 3 | BOR HAS split 2 | 18.5188 | Scenario_9 | outage_line_8
11 | 9 | Aakirkeby | Bodilsker | 3.8849 | Scenario_9 | outage_line_9
10 | 9 | Poulsker | Bodilsker | 3.9825 | Scenario_9 | outage_line_9
8 | 9 | Nexo | Bodilsker | 9.0706 | Scenario_9 | outage_line_9
12 | 9 | Dalslunde | Bodilsker | 4.5595 | Scenario_9 | outage_line_9
8 | 7 | Nexo | Svaneke | 4.8671 | Scenario_9 | outage_line_9
12 | 7 | Dalslunde | Svaneke | 3.5738 | Scenario_9 | outage_line_9
12 | 13 | Dalslunde | Osterlars | 3.4556 | Scenario_9 | outage_line_9
15 | 13 | Gudhjem | Osterlars | 3.3135 | Scenario_9 | outage_line_9
14 | 13 | Olsker | Osterlars | 6.2978 | Scenario_9 | outage_line_9
14 | 6 | Olsker | Allinge | 11.8378 | Scenario_9 | outage_line_9
14 | 0 | Olsker | Hasle A | 15.4833 | Scenario_9 | outage_line_9
5 | 0 | BOR-HAS split 3 | Hasle A | 14.7755 | Scenario_9 | outage_line_9
26 | 25 | BOR HAS split 2 | BOR HAS split 1 | 13.6637 | Scenario_9 | outage_line_9
25 | 27 | BOR HAS split 1 | Borrby | 16.6125 | Scenario_9 | outage_line_9
5 | 26 | BOR-HAS split 3 | BOR HAS split 2 | 14.5373 | Scenario_9 | outage_line_9
10 | 9 | Poulsker | Bodilsker | 3.9518 | Scenario_9 | outage_line_10
8 | 9 | Nexo | Bodilsker | 9.267 | Scenario_9 | outage_line_10
12 | 9 | Dalslunde | Bodilsker | 3.9527 | Scenario_9 | outage_line_10
8 | 7 | Nexo | Svaneke | 4.5396 | Scenario_9 | outage_line_10
12 | 7 | Dalslunde | Svaneke | 2.8914 | Scenario_9 | outage_line_10
12 | 13 | Dalslunde | Osterlars | 2.1564 | Scenario_9 | outage_line_10
15 | 13 | Gudhjem | Osterlars | 3.3246 | Scenario_9 | outage_line_10
14 | 13 | Olsker | Osterlars | 4.4967 | Scenario_9 | outage_line_10
14 | 6 | Olsker | Allinge | 11.7791 | Scenario_9 | outage_line_10
14 | 0 | Olsker | Hasle A | 13.5722 | Scenario_9 | outage_line_10
5 | 0 | BOR-HAS split 3 | Hasle A | 13.4167 | Scenario_9 | outage_line_10
26 | 25 | BOR HAS split 2 | BOR HAS split 1 | 13.1867 | Scenario_9 | outage_line_10
25 | 27 | BOR HAS split 1 | Borrby | 16.1905 | Scenario_9 | outage_line_10
5 | 26 | BOR-HAS split 3 | BOR HAS split 2 | 13.1869 | Scenario_9 | outage_line_10
8 | 9 | Nexo | Bodilsker | 9.899 | Scenario_9 | outage_line_11
12 | 9 | Dalslunde | Bodilsker | 4.8221 | Scenario_9 | outage_line_11
8 | 7 | Nexo | Svaneke | 4.9135 | Scenario_9 | outage_line_11
12 | 7 | Dalslunde | Svaneke | 2.9461 | Scenario_9 | outage_line_11
12 | 13 | Dalslunde | Osterlars | 3.2355 | Scenario_9 | outage_line_11
15 | 13 | Gudhjem | Osterlars | 3.3245 | Scenario_9 | outage_line_11
14 | 13 | Olsker | Osterlars | 3.9223 | Scenario_9 | outage_line_11
14 | 6 | Olsker | Allinge | 11.7804 | Scenario_9 | outage_line_11
14 | 0 | Olsker | Hasle A | 13.1089 | Scenario_9 | outage_line_11
5 | 0 | BOR-HAS split 3 | Hasle A | 13.0167 | Scenario_9 | outage_line_11
26 | 25 | BOR HAS split 2 | BOR HAS split 1 | 12.2631 | Scenario_9 | outage_line_11
25 | 27 | BOR HAS split 1 | Borrby | 15.1098 | Scenario_9 | outage_line_11
5 | 26 | BOR-HAS split 3 | BOR HAS split 2 | 12.7614 | Scenario_9 | outage_line_11
12 | 9 | Dalslunde | Bodilsker | 9.5414 | Scenario_9 | outage_line_12
8 | 7 | Nexo | Svaneke | 6.5672 | Scenario_9 | outage_line_12
12 | 7 | Dalslunde | Svaneke | 9.0075 | Scenario_9 | outage_line_12
12 | 13 | Dalslunde | Osterlars | 3.4743 | Scenario_9 | outage_line_12
15 | 13 | Gudhjem | Osterlars | 3.3214 | Scenario_9 | outage_line_12
14 | 13 | Olsker | Osterlars | 4.4019 | Scenario_9 | outage_line_12
14 | 6 | Olsker | Allinge | 11.7964 | Scenario_9 | outage_line_12
14 | 0 | Olsker | Hasle A | 13.6014 | Scenario_9 | outage_line_12
5 | 0 | BOR-HAS split 3 | Hasle A | 13.3606 | Scenario_9 | outage_line_12
26 | 25 | BOR HAS split 2 | BOR HAS split 1 | 12.3064 | Scenario_9 | outage_line_12
25 | 27 | BOR HAS split 1 | Borrby | 15.1205 | Scenario_9 | outage_line_12
5 | 26 | BOR-HAS split 3 | BOR HAS split 2 | 13.1015 | Scenario_9 | outage_line_12
8 | 7 | Nexo | Svaneke | 6.5669 | Scenario_9 | outage_line_13
12 | 7 | Dalslunde | Svaneke | 9.0346 | Scenario_9 | outage_line_13
12 | 13 | Dalslunde | Osterlars | 6.3943 | Scenario_9 | outage_line_13
15 | 13 | Gudhjem | Osterlars | 3.3407 | Scenario_9 | outage_line_13
14 | 13 | Olsker | Osterlars | 10.3862 | Scenario_9 | outage_line_13
14 | 6 | Olsker | Allinge | 11.6932 | Scenario_9 | outage_line_13
14 | 0 | Olsker | Hasle A | 16.3643 | Scenario_9 | outage_line_13
5 | 0 | BOR-HAS split 3 | Hasle A | 15.357 | Scenario_9 | outage_line_13
26 | 25 | BOR HAS split 2 | BOR HAS split 1 | 18.6264 | Scenario_9 | outage_line_13
25 | 27 | BOR HAS split 1 | Borrby | 22.6776 | Scenario_9 | outage_line_13
5 | 26 | BOR-HAS split 3 | BOR HAS split 2 | 18.4903 | Scenario_9 | outage_line_13
12 | 7 | Dalslunde | Svaneke | 2.7957 | Scenario_9 | outage_line_14
12 | 13 | Dalslunde | Osterlars | 1.8504 | Scenario_9 | outage_line_14
15 | 13 | Gudhjem | Osterlars | 3.3358 | Scenario_9 | outage_line_14
14 | 13 | Olsker | Osterlars | 6.1276 | Scenario_9 | outage_line_14
14 | 6 | Olsker | Allinge | 11.7201 | Scenario_9 | outage_line_14
14 | 0 | Olsker | Hasle A | 13.6887 | Scenario_9 | outage_line_14
5 | 0 | BOR-HAS split 3 | Hasle A | 13.563 | Scenario_9 | outage_line_14
26 | 25 | BOR HAS split 2 | BOR HAS split 1 | 15.4471 | Scenario_9 | outage_line_14
25 | 27 | BOR HAS split 1 | Borrby | 18.9423 | Scenario_9 | outage_line_14
5 | 26 | BOR-HAS split 3 | BOR HAS split 2 | 15.3158 | Scenario_9 | outage_line_14
12 | 13 | Dalslunde | Osterlars | 0.21442 | Scenario_9 | outage_line_15
15 | 13 | Gudhjem | Osterlars | 3.3343 | Scenario_9 | outage_line_15
14 | 13 | Olsker | Osterlars | 4.6269 | Scenario_9 | outage_line_15
14 | 6 | Olsker | Allinge | 11.7284 | Scenario_9 | outage_line_15
14 | 0 | Olsker | Hasle A | 12.8897 | Scenario_9 | outage_line_15
5 | 0 | BOR-HAS split 3 | Hasle A | 12.9878 | Scenario_9 | outage_line_15
26 | 25 | BOR HAS split 2 | BOR HAS split 1 | 14.2528 | Scenario_9 | outage_line_15
25 | 27 | BOR HAS split 1 | Borrby | 17.5406 | Scenario_9 | outage_line_15
5 | 26 | BOR-HAS split 3 | BOR HAS split 2 | 14.1233 | Scenario_9 | outage_line_15
15 | 13 | Gudhjem | Osterlars | 3.3331 | Scenario_9 | outage_line_16
14 | 13 | Olsker | Osterlars | 4.6059 | Scenario_9 | outage_line_16
14 | 6 | Olsker | Allinge | 11.7344 | Scenario_9 | outage_line_16
14 | 0 | Olsker | Hasle A | 12.9895 | Scenario_9 | outage_line_16
5 | 0 | BOR-HAS split 3 | Hasle A | 13.0567 | Scenario_9 | outage_line_16
26 | 25 | BOR HAS split 2 | BOR HAS split 1 | 14.1682 | Scenario_9 | outage_line_16
25 | 27 | BOR HAS split 1 | Borrby | 17.4301 | Scenario_9 | outage_line_16
5 | 26 | BOR-HAS split 3 | BOR HAS split 2 | 14.0407 | Scenario_9 | outage_line_16
14 | 13 | Olsker | Osterlars | 3.6944 | Scenario_9 | outage_line_17
14 | 6 | Olsker | Allinge | 11.7635 | Scenario_9 | outage_line_17
14 | 0 | Olsker | Hasle A | 12.8204 | Scenario_9 | outage_line_17
5 | 0 | BOR-HAS split 3 | Hasle A | 12.8542 | Scenario_9 | outage_line_17
26 | 25 | BOR HAS split 2 | BOR HAS split 1 | 12.666 | Scenario_9 | outage_line_17
25 | 27 | BOR HAS split 1 | Borrby | 15.6201 | Scenario_9 | outage_line_17
5 | 26 | BOR-HAS split 3 | BOR HAS split 2 | 12.6155 | Scenario_9 | outage_line_17
14 | 6 | Olsker | Allinge | 11.6697 | Scenario_9 | outage_line_18
14 | 0 | Olsker | Hasle A | 9.2621 | Scenario_9 | outage_line_18
5 | 0 | BOR-HAS split 3 | Hasle A | 10.2512 | Scenario_9 | outage_line_18
26 | 25 | BOR HAS split 2 | BOR HAS split 1 | 11.4464 | Scenario_9 | outage_line_18
25 | 27 | BOR HAS split 1 | Borrby | 14.4324 | Scenario_9 | outage_line_18
5 | 26 | BOR-HAS split 3 | BOR HAS split 2 | 11.2906 | Scenario_9 | outage_line_18
14 | 0 | Olsker | Hasle A | 3.1439 | Scenario_9 | outage_line_19
5 | 0 | BOR-HAS split 3 | Hasle A | 5.9485 | Scenario_9 | outage_line_19
26 | 25 | BOR HAS split 2 | BOR HAS split 1 | 13.0852 | Scenario_9 | outage_line_19
25 | 27 | BOR HAS split 1 | Borrby | 16.6903 | Scenario_9 | outage_line_19
5 | 26 | BOR-HAS split 3 | BOR HAS split 2 | 12.8703 | Scenario_9 | outage_line_19
5 | 0 | BOR-HAS split 3 | Hasle A | 3.774 | Scenario_9 | outage_line_20
26 | 25 | BOR HAS split 2 | BOR HAS split 1 | 12.4609 | Scenario_9 | outage_line_20
25 | 27 | BOR HAS split 1 | Borrby | 16.0506 | Scenario_9 | outage_line_20
5 | 26 | BOR-HAS split 3 | BOR HAS split 2 | 12.2306 | Scenario_9 | outage_line_20
26 | 25 | BOR HAS split 2 | BOR HAS split 1 | 12.9472 | Scenario_9 | outage_line_21
25 | 27 | BOR HAS split 1 | Borrby | 16.6806 | Scenario_9 | outage_line_21
5 | 26 | BOR-HAS split 3 | BOR HAS split 2 | 12.7062 | Scenario_9 | outage_line_21
25 | 27 | BOR HAS split 1 | Borrby | 1.5266 | Scenario_9 | outage_line_22
5 | 26 | BOR-HAS split 3 | BOR HAS split 2 |  | Scenario_9 | outage_line_22

## Transformer Loadings
name | loading_percent | Scenario | Outage
Borrby | 20.9918 | Current_operating_point | outage_line_0
Trf blok 6 |  | Current_operating_point | outage_line_0
Trf blok 5 |  | Current_operating_point | outage_line_0
Trf Vaerket 1 |  | Current_operating_point | outage_line_0
Trf Vaerket 1 - 1 |  | Current_operating_point | outage_line_0
Værket Trf 2 | 32.3579 | Current_operating_point | outage_line_0
Snorrebakken Trf | 14.6619 | Current_operating_point | outage_line_0
Hasle Trf 1 | 0 | Current_operating_point | outage_line_0
Hasle Trf 2 | 14.6002 | Current_operating_point | outage_line_0
Olsker Trf 1 | 32.9924 | Current_operating_point | outage_line_0
Olsker Trf 2 | 0 | Current_operating_point | outage_line_0
Østerlars Trf 1 | 10.7901 | Current_operating_point | outage_line_0
Aakirkeby Trf 22 | 1.9127 | Current_operating_point | outage_line_0
Nexø Trf 1 | 24.5691 | Current_operating_point | outage_line_0
Nexø Trf 2 | 0 | Current_operating_point | outage_line_0
Bodilsker Trf 1 | 31.7183 | Current_operating_point | outage_line_0
Rønne Syd Trf 1 | 31.2292 | Current_operating_point | outage_line_0
Allinge Trf 1 | 12.9189 | Current_operating_point | outage_line_0
Allinge Trf 2 | 0 | Current_operating_point | outage_line_0
Svaneke Trf 1 | 24.41 | Current_operating_point | outage_line_0
Viadukten Trf 1 | 9.363 | Current_operating_point | outage_line_0
Rønne Nord Trf 1 | 12.5016 | Current_operating_point | outage_line_0
Poulsker Trf 1 | 13.6934 | Current_operating_point | outage_line_0
Vesthavnen Trf 1 | 56.8334 | Current_operating_point | outage_line_0
Gudhjem Trf 1 | 17.1224 | Current_operating_point | outage_line_0
Borrby | 19.0854 | Current_operating_point | outage_line_1
Trf blok 6 |  | Current_operating_point | outage_line_1
Trf blok 5 |  | Current_operating_point | outage_line_1
Trf Vaerket 1 |  | Current_operating_point | outage_line_1
Trf Vaerket 1 - 1 |  | Current_operating_point | outage_line_1
Værket Trf 2 | 30.7765 | Current_operating_point | outage_line_1
Snorrebakken Trf |  | Current_operating_point | outage_line_1
Hasle Trf 1 | 0 | Current_operating_point | outage_line_1
Hasle Trf 2 | 14.6211 | Current_operating_point | outage_line_1
Olsker Trf 1 | 33.0402 | Current_operating_point | outage_line_1
Olsker Trf 2 | 0 | Current_operating_point | outage_line_1
Østerlars Trf 1 | 10.8057 | Current_operating_point | outage_line_1
Aakirkeby Trf 22 | 1.9155 | Current_operating_point | outage_line_1
Nexø Trf 1 | 24.6055 | Current_operating_point | outage_line_1
Nexø Trf 2 | 0 | Current_operating_point | outage_line_1
Bodilsker Trf 1 | 31.7125 | Current_operating_point | outage_line_1
Rønne Syd Trf 1 | 31.1557 | Current_operating_point | outage_line_1
Allinge Trf 1 | 12.9373 | Current_operating_point | outage_line_1
Allinge Trf 2 | 0 | Current_operating_point | outage_line_1
Svaneke Trf 1 | 24.4462 | Current_operating_point | outage_line_1
Viadukten Trf 1 | 9.3764 | Current_operating_point | outage_line_1
Rønne Nord Trf 1 | 12.5194 | Current_operating_point | outage_line_1
Poulsker Trf 1 | 13.7134 | Current_operating_point | outage_line_1
Vesthavnen Trf 1 | 51.2724 | Current_operating_point | outage_line_1
Gudhjem Trf 1 | 17.1474 | Current_operating_point | outage_line_1
Borrby | 19.0606 | Current_operating_point | outage_line_2
Trf blok 6 |  | Current_operating_point | outage_line_2
Trf blok 5 |  | Current_operating_point | outage_line_2
Trf Vaerket 1 |  | Current_operating_point | outage_line_2
Trf Vaerket 1 - 1 |  | Current_operating_point | outage_line_2
Værket Trf 2 | 29.7898 | Current_operating_point | outage_line_2
Snorrebakken Trf |  | Current_operating_point | outage_line_2
Hasle Trf 1 | 0 | Current_operating_point | outage_line_2
Hasle Trf 2 | 14.6261 | Current_operating_point | outage_line_2
Olsker Trf 1 | 33.0536 | Current_operating_point | outage_line_2
Olsker Trf 2 | 0 | Current_operating_point | outage_line_2
Østerlars Trf 1 | 10.8112 | Current_operating_point | outage_line_2
Aakirkeby Trf 22 | 1.9168 | Current_operating_point | outage_line_2
Nexø Trf 1 | 24.6204 | Current_operating_point | outage_line_2
Nexø Trf 2 | 0 | Current_operating_point | outage_line_2
Bodilsker Trf 1 | 31.7101 | Current_operating_point | outage_line_2
Rønne Syd Trf 1 | 31.117 | Current_operating_point | outage_line_2
Allinge Trf 1 | 12.9424 | Current_operating_point | outage_line_2
Allinge Trf 2 | 0 | Current_operating_point | outage_line_2
Svaneke Trf 1 | 24.4608 | Current_operating_point | outage_line_2
Viadukten Trf 1 | 9.3829 | Current_operating_point | outage_line_2
Rønne Nord Trf 1 | 12.5238 | Current_operating_point | outage_line_2
Poulsker Trf 1 | 13.7217 | Current_operating_point | outage_line_2
Vesthavnen Trf 1 | 51.1644 | Current_operating_point | outage_line_2
Gudhjem Trf 1 | 17.1561 | Current_operating_point | outage_line_2
Borrby | 19.0839 | Current_operating_point | outage_line_3
Trf blok 6 |  | Current_operating_point | outage_line_3
Trf blok 5 |  | Current_operating_point | outage_line_3
Trf Vaerket 1 |  | Current_operating_point | outage_line_3
Trf Vaerket 1 - 1 |  | Current_operating_point | outage_line_3
Værket Trf 2 | 28.617 | Current_operating_point | outage_line_3
Snorrebakken Trf |  | Current_operating_point | outage_line_3
Hasle Trf 1 | 0 | Current_operating_point | outage_line_3
Hasle Trf 2 | 14.6247 | Current_operating_point | outage_line_3
Olsker Trf 1 | 33.052 | Current_operating_point | outage_line_3
Olsker Trf 2 | 0 | Current_operating_point | outage_line_3
Østerlars Trf 1 | 10.8117 | Current_operating_point | outage_line_3
Aakirkeby Trf 22 | 1.9173 | Current_operating_point | outage_line_3
Nexø Trf 1 | 24.624 | Current_operating_point | outage_line_3
Nexø Trf 2 | 0 | Current_operating_point | outage_line_3
Bodilsker Trf 1 | 31.7095 | Current_operating_point | outage_line_3
Rønne Syd Trf 1 | 31.1011 | Current_operating_point | outage_line_3
Allinge Trf 1 | 12.9418 | Current_operating_point | outage_line_3
Allinge Trf 2 | 0 | Current_operating_point | outage_line_3
Svaneke Trf 1 | 24.4642 | Current_operating_point | outage_line_3
Viadukten Trf 1 | 9.3817 | Current_operating_point | outage_line_3
Rønne Nord Trf 1 | 12.5223 | Current_operating_point | outage_line_3
Poulsker Trf 1 | 13.7238 | Current_operating_point | outage_line_3
Vesthavnen Trf 1 | 51.3446 | Current_operating_point | outage_line_3
Gudhjem Trf 1 | 17.157 | Current_operating_point | outage_line_3
Borrby | 23.1843 | Current_operating_point | outage_line_4
Trf blok 6 |  | Current_operating_point | outage_line_4
Trf blok 5 |  | Current_operating_point | outage_line_4
Trf Vaerket 1 |  | Current_operating_point | outage_line_4
Trf Vaerket 1 - 1 |  | Current_operating_point | outage_line_4
Værket Trf 2 |  | Current_operating_point | outage_line_4
Snorrebakken Trf |  | Current_operating_point | outage_line_4
Hasle Trf 1 | 0 | Current_operating_point | outage_line_4
Hasle Trf 2 | 14.3312 | Current_operating_point | outage_line_4
Olsker Trf 1 | 32.3685 | Current_operating_point | outage_line_4
Olsker Trf 2 | 0 | Current_operating_point | outage_line_4
Østerlars Trf 1 | 10.5824 | Current_operating_point | outage_line_4
Aakirkeby Trf 22 | 1.8747 | Current_operating_point | outage_line_4
Nexø Trf 1 | 24.0805 | Current_operating_point | outage_line_4
Nexø Trf 2 | 0 | Current_operating_point | outage_line_4
Bodilsker Trf 1 | 31.8044 | Current_operating_point | outage_line_4
Rønne Syd Trf 1 | 32.2676 | Current_operating_point | outage_line_4
Allinge Trf 1 | 12.6797 | Current_operating_point | outage_line_4
Allinge Trf 2 | 0 | Current_operating_point | outage_line_4
Svaneke Trf 1 | 23.9248 | Current_operating_point | outage_line_4
Viadukten Trf 1 | 9.1765 | Current_operating_point | outage_line_4
Rønne Nord Trf 1 | 12.2554 | Current_operating_point | outage_line_4
Poulsker Trf 1 | 13.4231 | Current_operating_point | outage_line_4
Vesthavnen Trf 1 | 77.3328 | Current_operating_point | outage_line_4
Gudhjem Trf 1 | 16.7915 | Current_operating_point | outage_line_4
Borrby | 35.7148 | Current_operating_point | outage_line_5
Trf blok 6 |  | Current_operating_point | outage_line_5
Trf blok 5 |  | Current_operating_point | outage_line_5
Trf Vaerket 1 |  | Current_operating_point | outage_line_5
Trf Vaerket 1 - 1 |  | Current_operating_point | outage_line_5
Værket Trf 2 |  | Current_operating_point | outage_line_5
Snorrebakken Trf |  | Current_operating_point | outage_line_5
Hasle Trf 1 | 0 | Current_operating_point | outage_line_5
Hasle Trf 2 | 14.1588 | Current_operating_point | outage_line_5
Olsker Trf 1 | 31.9715 | Current_operating_point | outage_line_5
Olsker Trf 2 | 0 | Current_operating_point | outage_line_5
Østerlars Trf 1 | 10.4516 | Current_operating_point | outage_line_5
Aakirkeby Trf 22 | 1.8511 | Current_operating_point | outage_line_5
Nexø Trf 1 | 23.7761 | Current_operating_point | outage_line_5
Nexø Trf 2 | 0 | Current_operating_point | outage_line_5
Bodilsker Trf 1 | 31.8659 | Current_operating_point | outage_line_5
Rønne Syd Trf 1 | 32.9231 | Current_operating_point | outage_line_5
Allinge Trf 1 | 12.5273 | Current_operating_point | outage_line_5
Allinge Trf 2 | 0 | Current_operating_point | outage_line_5
Svaneke Trf 1 | 23.6228 | Current_operating_point | outage_line_5
Viadukten Trf 1 | 9.0627 | Current_operating_point | outage_line_5
Rønne Nord Trf 1 | 12.104 | Current_operating_point | outage_line_5
Poulsker Trf 1 | 13.2548 | Current_operating_point | outage_line_5
Vesthavnen Trf 1 | 0.47718 | Current_operating_point | outage_line_5
Gudhjem Trf 1 | 16.5832 | Current_operating_point | outage_line_5
Borrby | 33.6241 | Current_operating_point | outage_line_6
Trf blok 6 |  | Current_operating_point | outage_line_6
Trf blok 5 |  | Current_operating_point | outage_line_6
Trf Vaerket 1 |  | Current_operating_point | outage_line_6
Trf Vaerket 1 - 1 |  | Current_operating_point | outage_line_6
Værket Trf 2 |  | Current_operating_point | outage_line_6
Snorrebakken Trf |  | Current_operating_point | outage_line_6
Hasle Trf 1 | 0 | Current_operating_point | outage_line_6
Hasle Trf 2 | 14.2485 | Current_operating_point | outage_line_6
Olsker Trf 1 | 32.2624 | Current_operating_point | outage_line_6
Olsker Trf 2 | 0 | Current_operating_point | outage_line_6
Østerlars Trf 1 | 10.5981 | Current_operating_point | outage_line_6
Aakirkeby Trf 22 | 1.8938 | Current_operating_point | outage_line_6
Nexø Trf 1 | 24.2266 | Current_operating_point | outage_line_6
Nexø Trf 2 | 0 | Current_operating_point | outage_line_6
Bodilsker Trf 1 | 31.7755 | Current_operating_point | outage_line_6
Rønne Syd Trf 1 | 31.5463 | Current_operating_point | outage_line_6
Allinge Trf 1 | 12.639 | Current_operating_point | outage_line_6
Allinge Trf 2 | 0 | Current_operating_point | outage_line_6
Svaneke Trf 1 | 24.0566 | Current_operating_point | outage_line_6
Viadukten Trf 1 | 9.3078 | Current_operating_point | outage_line_6
Rønne Nord Trf 1 | 12.4343 | Current_operating_point | outage_line_6
Poulsker Trf 1 | 13.5086 | Current_operating_point | outage_line_6
Vesthavnen Trf 1 | 0.47718 | Current_operating_point | outage_line_6
Gudhjem Trf 1 | 16.8165 | Current_operating_point | outage_line_6
Borrby | 31.2266 | Current_operating_point | outage_line_7
Trf blok 6 |  | Current_operating_point | outage_line_7
Trf blok 5 |  | Current_operating_point | outage_line_7
Trf Vaerket 1 |  | Current_operating_point | outage_line_7
Trf Vaerket 1 - 1 |  | Current_operating_point | outage_line_7
Værket Trf 2 |  | Current_operating_point | outage_line_7
Snorrebakken Trf |  | Current_operating_point | outage_line_7
Hasle Trf 1 | 0 | Current_operating_point | outage_line_7
Hasle Trf 2 | 14.294 | Current_operating_point | outage_line_7
Olsker Trf 1 | 32.3874 | Current_operating_point | outage_line_7
Olsker Trf 2 | 0 | Current_operating_point | outage_line_7
Østerlars Trf 1 | 10.6524 | Current_operating_point | outage_line_7
Aakirkeby Trf 22 | 1.908 | Current_operating_point | outage_line_7
Nexø Trf 1 | 24.3825 | Current_operating_point | outage_line_7
Nexø Trf 2 | 0 | Current_operating_point | outage_line_7
Bodilsker Trf 1 | 31.7478 | Current_operating_point | outage_line_7
Rønne Syd Trf 1 | 31.1103 | Current_operating_point | outage_line_7
Allinge Trf 1 | 12.687 | Current_operating_point | outage_line_7
Allinge Trf 2 | 0 | Current_operating_point | outage_line_7
Svaneke Trf 1 | 24.2085 | Current_operating_point | outage_line_7
Viadukten Trf 1 | 9.3875 | Current_operating_point | outage_line_7
Rønne Nord Trf 1 |  | Current_operating_point | outage_line_7
Poulsker Trf 1 | 13.5953 | Current_operating_point | outage_line_7
Vesthavnen Trf 1 | 0.47718 | Current_operating_point | outage_line_7
Gudhjem Trf 1 | 16.9031 | Current_operating_point | outage_line_7
Borrby | 29.3885 | Current_operating_point | outage_line_8
Trf blok 6 |  | Current_operating_point | outage_line_8
Trf blok 5 |  | Current_operating_point | outage_line_8
Trf Vaerket 1 |  | Current_operating_point | outage_line_8
Trf Vaerket 1 - 1 |  | Current_operating_point | outage_line_8
Værket Trf 2 |  | Current_operating_point | outage_line_8
Snorrebakken Trf |  | Current_operating_point | outage_line_8
Hasle Trf 1 | 0 | Current_operating_point | outage_line_8
Hasle Trf 2 | 14.3319 | Current_operating_point | outage_line_8
Olsker Trf 1 | 32.4919 | Current_operating_point | outage_line_8
Olsker Trf 2 | 0 | Current_operating_point | outage_line_8
Østerlars Trf 1 | 10.6979 | Current_operating_point | outage_line_8
Aakirkeby Trf 22 | 1.9199 | Current_operating_point | outage_line_8
Nexø Trf 1 | 24.5128 | Current_operating_point | outage_line_8
Nexø Trf 2 | 0 | Current_operating_point | outage_line_8
Bodilsker Trf 1 | 31.7257 | Current_operating_point | outage_line_8
Rønne Syd Trf 1 | 30.7515 | Current_operating_point | outage_line_8
Allinge Trf 1 | 12.727 | Current_operating_point | outage_line_8
Allinge Trf 2 | 0 | Current_operating_point | outage_line_8
Svaneke Trf 1 | 24.3356 | Current_operating_point | outage_line_8
Viadukten Trf 1 |  | Current_operating_point | outage_line_8
Rønne Nord Trf 1 |  | Current_operating_point | outage_line_8
Poulsker Trf 1 | 13.6679 | Current_operating_point | outage_line_8
Vesthavnen Trf 1 | 0.47718 | Current_operating_point | outage_line_8
Gudhjem Trf 1 | 16.9755 | Current_operating_point | outage_line_8
Borrby | 32.3909 | Current_operating_point | outage_line_9
Trf blok 6 |  | Current_operating_point | outage_line_9
Trf blok 5 |  | Current_operating_point | outage_line_9
Trf Vaerket 1 |  | Current_operating_point | outage_line_9
Trf Vaerket 1 - 1 |  | Current_operating_point | outage_line_9
Værket Trf 2 |  | Current_operating_point | outage_line_9
Snorrebakken Trf |  | Current_operating_point | outage_line_9
Hasle Trf 1 | 0 | Current_operating_point | outage_line_9
Hasle Trf 2 | 14.1645 | Current_operating_point | outage_line_9
Olsker Trf 1 | 32.0269 | Current_operating_point | outage_line_9
Olsker Trf 2 | 0 | Current_operating_point | outage_line_9
Østerlars Trf 1 | 10.495 | Current_operating_point | outage_line_9
Aakirkeby Trf 22 | 1.867 | Current_operating_point | outage_line_9
Nexø Trf 1 | 23.9313 | Current_operating_point | outage_line_9
Nexø Trf 2 | 0 | Current_operating_point | outage_line_9
Bodilsker Trf 1 | 31.8328 | Current_operating_point | outage_line_9
Rønne Syd Trf 1 |  | Current_operating_point | outage_line_9
Allinge Trf 1 | 12.5486 | Current_operating_point | outage_line_9
Allinge Trf 2 | 0 | Current_operating_point | outage_line_9
Svaneke Trf 1 | 23.7699 | Current_operating_point | outage_line_9
Viadukten Trf 1 |  | Current_operating_point | outage_line_9
Rønne Nord Trf 1 |  | Current_operating_point | outage_line_9
Poulsker Trf 1 | 13.3432 | Current_operating_point | outage_line_9
Vesthavnen Trf 1 | 0.47718 | Current_operating_point | outage_line_9
Gudhjem Trf 1 | 16.6523 | Current_operating_point | outage_line_9
Borrby | 31.4469 | Current_operating_point | outage_line_10
Trf blok 6 |  | Current_operating_point | outage_line_10
Trf blok 5 |  | Current_operating_point | outage_line_10
Trf Vaerket 1 |  | Current_operating_point | outage_line_10
Trf Vaerket 1 - 1 |  | Current_operating_point | outage_line_10
Værket Trf 2 |  | Current_operating_point | outage_line_10
Snorrebakken Trf |  | Current_operating_point | outage_line_10
Hasle Trf 1 | 0 | Current_operating_point | outage_line_10
Hasle Trf 2 | 14.181 | Current_operating_point | outage_line_10
Olsker Trf 1 | 32.0721 | Current_operating_point | outage_line_10
Olsker Trf 2 | 0 | Current_operating_point | outage_line_10
Østerlars Trf 1 | 10.5145 | Current_operating_point | outage_line_10
Aakirkeby Trf 22 |  | Current_operating_point | outage_line_10
Nexø Trf 1 | 23.9867 | Current_operating_point | outage_line_10
Nexø Trf 2 | 0 | Current_operating_point | outage_line_10
Bodilsker Trf 1 | 31.8217 | Current_operating_point | outage_line_10
Rønne Syd Trf 1 |  | Current_operating_point | outage_line_10
Allinge Trf 1 | 12.5659 | Current_operating_point | outage_line_10
Allinge Trf 2 | 0 | Current_operating_point | outage_line_10
Svaneke Trf 1 | 23.8238 | Current_operating_point | outage_line_10
Viadukten Trf 1 |  | Current_operating_point | outage_line_10
Rønne Nord Trf 1 |  | Current_operating_point | outage_line_10
Poulsker Trf 1 | 13.3741 | Current_operating_point | outage_line_10
Vesthavnen Trf 1 | 0.47718 | Current_operating_point | outage_line_10
Gudhjem Trf 1 | 16.6833 | Current_operating_point | outage_line_10
Borrby | 28.1404 | Current_operating_point | outage_line_11
Trf blok 6 |  | Current_operating_point | outage_line_11
Trf blok 5 |  | Current_operating_point | outage_line_11
Trf Vaerket 1 |  | Current_operating_point | outage_line_11
Trf Vaerket 1 - 1 |  | Current_operating_point | outage_line_11
Værket Trf 2 |  | Current_operating_point | outage_line_11
Snorrebakken Trf |  | Current_operating_point | outage_line_11
Hasle Trf 1 | 0 | Current_operating_point | outage_line_11
Hasle Trf 2 | 14.2137 | Current_operating_point | outage_line_11
Olsker Trf 1 | 32.1599 | Current_operating_point | outage_line_11
Olsker Trf 2 | 0 | Current_operating_point | outage_line_11
Østerlars Trf 1 | 10.5518 | Current_operating_point | outage_line_11
Aakirkeby Trf 22 |  | Current_operating_point | outage_line_11
Nexø Trf 1 | 24.0919 | Current_operating_point | outage_line_11
Nexø Trf 2 | 0 | Current_operating_point | outage_line_11
Bodilsker Trf 1 | 31.8012 | Current_operating_point | outage_line_11
Rønne Syd Trf 1 |  | Current_operating_point | outage_line_11
Allinge Trf 1 | 12.5997 | Current_operating_point | outage_line_11
Allinge Trf 2 | 0 | Current_operating_point | outage_line_11
Svaneke Trf 1 | 23.9267 | Current_operating_point | outage_line_11
Viadukten Trf 1 |  | Current_operating_point | outage_line_11
Rønne Nord Trf 1 |  | Current_operating_point | outage_line_11
Poulsker Trf 1 |  | Current_operating_point | outage_line_11
Vesthavnen Trf 1 | 0.47718 | Current_operating_point | outage_line_11
Gudhjem Trf 1 | 16.7428 | Current_operating_point | outage_line_11
Borrby | 27.4198 | Current_operating_point | outage_line_12
Trf blok 6 |  | Current_operating_point | outage_line_12
Trf blok 5 |  | Current_operating_point | outage_line_12
Trf Vaerket 1 |  | Current_operating_point | outage_line_12
Trf Vaerket 1 - 1 |  | Current_operating_point | outage_line_12
Værket Trf 2 |  | Current_operating_point | outage_line_12
Snorrebakken Trf |  | Current_operating_point | outage_line_12
Hasle Trf 1 | 0 | Current_operating_point | outage_line_12
Hasle Trf 2 | 14.2402 | Current_operating_point | outage_line_12
Olsker Trf 1 | 32.2333 | Current_operating_point | outage_line_12
Olsker Trf 2 | 0 | Current_operating_point | outage_line_12
Østerlars Trf 1 | 10.5837 | Current_operating_point | outage_line_12
Aakirkeby Trf 22 |  | Current_operating_point | outage_line_12
Nexø Trf 1 | 24.2 | Current_operating_point | outage_line_12
Nexø Trf 2 | 0 | Current_operating_point | outage_line_12
Bodilsker Trf 1 | 31.7836 | Current_operating_point | outage_line_12
Rønne Syd Trf 1 |  | Current_operating_point | outage_line_12
Allinge Trf 1 | 12.6278 | Current_operating_point | outage_line_12
Allinge Trf 2 | 0 | Current_operating_point | outage_line_12
Svaneke Trf 1 | 24.0226 | Current_operating_point | outage_line_12
Viadukten Trf 1 |  | Current_operating_point | outage_line_12
Rønne Nord Trf 1 |  | Current_operating_point | outage_line_12
Poulsker Trf 1 |  | Current_operating_point | outage_line_12
Vesthavnen Trf 1 | 0.47718 | Current_operating_point | outage_line_12
Gudhjem Trf 1 | 16.7936 | Current_operating_point | outage_line_12
Borrby | 32.6051 | Current_operating_point | outage_line_13
Trf blok 6 |  | Current_operating_point | outage_line_13
Trf blok 5 |  | Current_operating_point | outage_line_13
Trf Vaerket 1 |  | Current_operating_point | outage_line_13
Trf Vaerket 1 - 1 |  | Current_operating_point | outage_line_13
Værket Trf 2 |  | Current_operating_point | outage_line_13
Snorrebakken Trf |  | Current_operating_point | outage_line_13
Hasle Trf 1 | 0 | Current_operating_point | outage_line_13
Hasle Trf 2 | 14.0435 | Current_operating_point | outage_line_13
Olsker Trf 1 | 31.6903 | Current_operating_point | outage_line_13
Olsker Trf 2 | 0 | Current_operating_point | outage_line_13
Østerlars Trf 1 | 10.3486 | Current_operating_point | outage_line_13
Aakirkeby Trf 22 |  | Current_operating_point | outage_line_13
Nexø Trf 1 | 23.5512 | Current_operating_point | outage_line_13
Nexø Trf 2 | 0 | Current_operating_point | outage_line_13
Bodilsker Trf 1 |  | Current_operating_point | outage_line_13
Rønne Syd Trf 1 |  | Current_operating_point | outage_line_13
Allinge Trf 1 | 12.4192 | Current_operating_point | outage_line_13
Allinge Trf 2 | 0 | Current_operating_point | outage_line_13
Svaneke Trf 1 | 23.3812 | Current_operating_point | outage_line_13
Viadukten Trf 1 |  | Current_operating_point | outage_line_13
Rønne Nord Trf 1 |  | Current_operating_point | outage_line_13
Poulsker Trf 1 |  | Current_operating_point | outage_line_13
Vesthavnen Trf 1 | 0.47718 | Current_operating_point | outage_line_13
Gudhjem Trf 1 | 16.4191 | Current_operating_point | outage_line_13
Borrby | 28.0305 | Current_operating_point | outage_line_14
Trf blok 6 |  | Current_operating_point | outage_line_14
Trf blok 5 |  | Current_operating_point | outage_line_14
Trf Vaerket 1 |  | Current_operating_point | outage_line_14
Trf Vaerket 1 - 1 |  | Current_operating_point | outage_line_14
Værket Trf 2 |  | Current_operating_point | outage_line_14
Snorrebakken Trf |  | Current_operating_point | outage_line_14
Hasle Trf 1 | 0 | Current_operating_point | outage_line_14
Hasle Trf 2 | 14.0558 | Current_operating_point | outage_line_14
Olsker Trf 1 | 31.7192 | Current_operating_point | outage_line_14
Olsker Trf 2 | 0 | Current_operating_point | outage_line_14
Østerlars Trf 1 | 10.3593 | Current_operating_point | outage_line_14
Aakirkeby Trf 22 |  | Current_operating_point | outage_line_14
Nexø Trf 1 |  | Current_operating_point | outage_line_14
Nexø Trf 2 |  | Current_operating_point | outage_line_14
Bodilsker Trf 1 |  | Current_operating_point | outage_line_14
Rønne Syd Trf 1 |  | Current_operating_point | outage_line_14
Allinge Trf 1 | 12.4304 | Current_operating_point | outage_line_14
Allinge Trf 2 | 0 | Current_operating_point | outage_line_14
Svaneke Trf 1 | 23.3968 | Current_operating_point | outage_line_14
Viadukten Trf 1 |  | Current_operating_point | outage_line_14
Rønne Nord Trf 1 |  | Current_operating_point | outage_line_14
Poulsker Trf 1 |  | Current_operating_point | outage_line_14
Vesthavnen Trf 1 | 0.47718 | Current_operating_point | outage_line_14
Gudhjem Trf 1 | 16.4361 | Current_operating_point | outage_line_14
Borrby | 27.6438 | Current_operating_point | outage_line_15
Trf blok 6 |  | Current_operating_point | outage_line_15
Trf blok 5 |  | Current_operating_point | outage_line_15
Trf Vaerket 1 |  | Current_operating_point | outage_line_15
Trf Vaerket 1 - 1 |  | Current_operating_point | outage_line_15
Værket Trf 2 |  | Current_operating_point | outage_line_15
Snorrebakken Trf |  | Current_operating_point | outage_line_15
Hasle Trf 1 | 0 | Current_operating_point | outage_line_15
Hasle Trf 2 | 13.9923 | Current_operating_point | outage_line_15
Olsker Trf 1 | 31.5417 | Current_operating_point | outage_line_15
Olsker Trf 2 | 0 | Current_operating_point | outage_line_15
Østerlars Trf 1 | 10.2817 | Current_operating_point | outage_line_15
Aakirkeby Trf 22 |  | Current_operating_point | outage_line_15
Nexø Trf 1 |  | Current_operating_point | outage_line_15
Nexø Trf 2 |  | Current_operating_point | outage_line_15
Bodilsker Trf 1 |  | Current_operating_point | outage_line_15
Rønne Syd Trf 1 |  | Current_operating_point | outage_line_15
Allinge Trf 1 | 12.3621 | Current_operating_point | outage_line_15
Allinge Trf 2 | 0 | Current_operating_point | outage_line_15
Svaneke Trf 1 |  | Current_operating_point | outage_line_15
Viadukten Trf 1 |  | Current_operating_point | outage_line_15
Rønne Nord Trf 1 |  | Current_operating_point | outage_line_15
Poulsker Trf 1 |  | Current_operating_point | outage_line_15
Vesthavnen Trf 1 | 0.47718 | Current_operating_point | outage_line_15
Gudhjem Trf 1 | 16.3125 | Current_operating_point | outage_line_15
Borrby | 27.4527 | Current_operating_point | outage_line_16
Trf blok 6 |  | Current_operating_point | outage_line_16
Trf blok 5 |  | Current_operating_point | outage_line_16
Trf Vaerket 1 |  | Current_operating_point | outage_line_16
Trf Vaerket 1 - 1 |  | Current_operating_point | outage_line_16
Værket Trf 2 |  | Current_operating_point | outage_line_16
Snorrebakken Trf |  | Current_operating_point | outage_line_16
Hasle Trf 1 | 0 | Current_operating_point | outage_line_16
Hasle Trf 2 | 13.9977 | Current_operating_point | outage_line_16
Olsker Trf 1 | 31.5563 | Current_operating_point | outage_line_16
Olsker Trf 2 | 0 | Current_operating_point | outage_line_16
Østerlars Trf 1 | 10.288 | Current_operating_point | outage_line_16
Aakirkeby Trf 22 |  | Current_operating_point | outage_line_16
Nexø Trf 1 |  | Current_operating_point | outage_line_16
Nexø Trf 2 |  | Current_operating_point | outage_line_16
Bodilsker Trf 1 |  | Current_operating_point | outage_line_16
Rønne Syd Trf 1 |  | Current_operating_point | outage_line_16
Allinge Trf 1 | 12.3678 | Current_operating_point | outage_line_16
Allinge Trf 2 | 0 | Current_operating_point | outage_line_16
Svaneke Trf 1 |  | Current_operating_point | outage_line_16
Viadukten Trf 1 |  | Current_operating_point | outage_line_16
Rønne Nord Trf 1 |  | Current_operating_point | outage_line_16
Poulsker Trf 1 |  | Current_operating_point | outage_line_16
Vesthavnen Trf 1 | 0.47718 | Current_operating_point | outage_line_16
Gudhjem Trf 1 | 16.3225 | Current_operating_point | outage_line_16
Borrby | 24.9179 | Current_operating_point | outage_line_17
Trf blok 6 |  | Current_operating_point | outage_line_17
Trf blok 5 |  | Current_operating_point | outage_line_17
Trf Vaerket 1 |  | Current_operating_point | outage_line_17
Trf Vaerket 1 - 1 |  | Current_operating_point | outage_line_17
Værket Trf 2 |  | Current_operating_point | outage_line_17
Snorrebakken Trf |  | Current_operating_point | outage_line_17
Hasle Trf 1 | 0 | Current_operating_point | outage_line_17
Hasle Trf 2 | 14.0398 | Current_operating_point | outage_line_17
Olsker Trf 1 | 31.6698 | Current_operating_point | outage_line_17
Olsker Trf 2 | 0 | Current_operating_point | outage_line_17
Østerlars Trf 1 | 10.3357 | Current_operating_point | outage_line_17
Aakirkeby Trf 22 |  | Current_operating_point | outage_line_17
Nexø Trf 1 |  | Current_operating_point | outage_line_17
Nexø Trf 2 |  | Current_operating_point | outage_line_17
Bodilsker Trf 1 |  | Current_operating_point | outage_line_17
Rønne Syd Trf 1 |  | Current_operating_point | outage_line_17
Allinge Trf 1 | 12.4114 | Current_operating_point | outage_line_17
Allinge Trf 2 | 0 | Current_operating_point | outage_line_17
Svaneke Trf 1 |  | Current_operating_point | outage_line_17
Viadukten Trf 1 |  | Current_operating_point | outage_line_17
Rønne Nord Trf 1 |  | Current_operating_point | outage_line_17
Poulsker Trf 1 |  | Current_operating_point | outage_line_17
Vesthavnen Trf 1 | 0.47718 | Current_operating_point | outage_line_17
Gudhjem Trf 1 |  | Current_operating_point | outage_line_17
Borrby | 22.9022 | Current_operating_point | outage_line_18
Trf blok 6 |  | Current_operating_point | outage_line_18
Trf blok 5 |  | Current_operating_point | outage_line_18
Trf Vaerket 1 |  | Current_operating_point | outage_line_18
Trf Vaerket 1 - 1 |  | Current_operating_point | outage_line_18
Værket Trf 2 |  | Current_operating_point | outage_line_18
Snorrebakken Trf |  | Current_operating_point | outage_line_18
Hasle Trf 1 | 0 | Current_operating_point | outage_line_18
Hasle Trf 2 | 14.0351 | Current_operating_point | outage_line_18
Olsker Trf 1 | 31.653 | Current_operating_point | outage_line_18
Olsker Trf 2 | 0 | Current_operating_point | outage_line_18
Østerlars Trf 1 |  | Current_operating_point | outage_line_18
Aakirkeby Trf 22 |  | Current_operating_point | outage_line_18
Nexø Trf 1 |  | Current_operating_point | outage_line_18
Nexø Trf 2 |  | Current_operating_point | outage_line_18
Bodilsker Trf 1 |  | Current_operating_point | outage_line_18
Rønne Syd Trf 1 |  | Current_operating_point | outage_line_18
Allinge Trf 1 | 12.4049 | Current_operating_point | outage_line_18
Allinge Trf 2 | 0 | Current_operating_point | outage_line_18
Svaneke Trf 1 |  | Current_operating_point | outage_line_18
Viadukten Trf 1 |  | Current_operating_point | outage_line_18
Rønne Nord Trf 1 |  | Current_operating_point | outage_line_18
Poulsker Trf 1 |  | Current_operating_point | outage_line_18
Vesthavnen Trf 1 | 0.47718 | Current_operating_point | outage_line_18
Gudhjem Trf 1 |  | Current_operating_point | outage_line_18
Borrby | 19.5706 | Current_operating_point | outage_line_19
Trf blok 6 |  | Current_operating_point | outage_line_19
Trf blok 5 |  | Current_operating_point | outage_line_19
Trf Vaerket 1 |  | Current_operating_point | outage_line_19
Trf Vaerket 1 - 1 |  | Current_operating_point | outage_line_19
Værket Trf 2 |  | Current_operating_point | outage_line_19
Snorrebakken Trf |  | Current_operating_point | outage_line_19
Hasle Trf 1 | 0 | Current_operating_point | outage_line_19
Hasle Trf 2 | 14.1032 | Current_operating_point | outage_line_19
Olsker Trf 1 | 31.8377 | Current_operating_point | outage_line_19
Olsker Trf 2 | 0 | Current_operating_point | outage_line_19
Østerlars Trf 1 |  | Current_operating_point | outage_line_19
Aakirkeby Trf 22 |  | Current_operating_point | outage_line_19
Nexø Trf 1 |  | Current_operating_point | outage_line_19
Nexø Trf 2 |  | Current_operating_point | outage_line_19
Bodilsker Trf 1 |  | Current_operating_point | outage_line_19
Rønne Syd Trf 1 |  | Current_operating_point | outage_line_19
Allinge Trf 1 |  | Current_operating_point | outage_line_19
Allinge Trf 2 |  | Current_operating_point | outage_line_19
Svaneke Trf 1 |  | Current_operating_point | outage_line_19
Viadukten Trf 1 |  | Current_operating_point | outage_line_19
Rønne Nord Trf 1 |  | Current_operating_point | outage_line_19
Poulsker Trf 1 |  | Current_operating_point | outage_line_19
Vesthavnen Trf 1 | 0.47718 | Current_operating_point | outage_line_19
Gudhjem Trf 1 |  | Current_operating_point | outage_line_19
Borrby | 19.3234 | Current_operating_point | outage_line_20
Trf blok 6 |  | Current_operating_point | outage_line_20
Trf blok 5 |  | Current_operating_point | outage_line_20
Trf Vaerket 1 |  | Current_operating_point | outage_line_20
Trf Vaerket 1 - 1 |  | Current_operating_point | outage_line_20
Værket Trf 2 |  | Current_operating_point | outage_line_20
Snorrebakken Trf |  | Current_operating_point | outage_line_20
Hasle Trf 1 | 0 | Current_operating_point | outage_line_20
Hasle Trf 2 | 14.0643 | Current_operating_point | outage_line_20
Olsker Trf 1 |  | Current_operating_point | outage_line_20
Olsker Trf 2 |  | Current_operating_point | outage_line_20
Østerlars Trf 1 |  | Current_operating_point | outage_line_20
Aakirkeby Trf 22 |  | Current_operating_point | outage_line_20
Nexø Trf 1 |  | Current_operating_point | outage_line_20
Nexø Trf 2 |  | Current_operating_point | outage_line_20
Bodilsker Trf 1 |  | Current_operating_point | outage_line_20
Rønne Syd Trf 1 |  | Current_operating_point | outage_line_20
Allinge Trf 1 |  | Current_operating_point | outage_line_20
Allinge Trf 2 |  | Current_operating_point | outage_line_20
Svaneke Trf 1 |  | Current_operating_point | outage_line_20
Viadukten Trf 1 |  | Current_operating_point | outage_line_20
Rønne Nord Trf 1 |  | Current_operating_point | outage_line_20
Poulsker Trf 1 |  | Current_operating_point | outage_line_20
Vesthavnen Trf 1 | 0.47718 | Current_operating_point | outage_line_20
Gudhjem Trf 1 |  | Current_operating_point | outage_line_20
Borrby | 17.8784 | Current_operating_point | outage_line_21
Trf blok 6 |  | Current_operating_point | outage_line_21
Trf blok 5 |  | Current_operating_point | outage_line_21
Trf Vaerket 1 |  | Current_operating_point | outage_line_21
Trf Vaerket 1 - 1 |  | Current_operating_point | outage_line_21
Værket Trf 2 |  | Current_operating_point | outage_line_21
Snorrebakken Trf |  | Current_operating_point | outage_line_21
Hasle Trf 1 |  | Current_operating_point | outage_line_21
Hasle Trf 2 |  | Current_operating_point | outage_line_21
Olsker Trf 1 |  | Current_operating_point | outage_line_21
Olsker Trf 2 |  | Current_operating_point | outage_line_21
Østerlars Trf 1 |  | Current_operating_point | outage_line_21
Aakirkeby Trf 22 |  | Current_operating_point | outage_line_21
Nexø Trf 1 |  | Current_operating_point | outage_line_21
Nexø Trf 2 |  | Current_operating_point | outage_line_21
Bodilsker Trf 1 |  | Current_operating_point | outage_line_21
Rønne Syd Trf 1 |  | Current_operating_point | outage_line_21
Allinge Trf 1 |  | Current_operating_point | outage_line_21
Allinge Trf 2 |  | Current_operating_point | outage_line_21
Svaneke Trf 1 |  | Current_operating_point | outage_line_21
Viadukten Trf 1 |  | Current_operating_point | outage_line_21
Rønne Nord Trf 1 |  | Current_operating_point | outage_line_21
Poulsker Trf 1 |  | Current_operating_point | outage_line_21
Vesthavnen Trf 1 | 0.47718 | Current_operating_point | outage_line_21
Gudhjem Trf 1 |  | Current_operating_point | outage_line_21
Borrby | 1.6362 | Current_operating_point | outage_line_22
Trf blok 6 |  | Current_operating_point | outage_line_22
Trf blok 5 |  | Current_operating_point | outage_line_22
Trf Vaerket 1 |  | Current_operating_point | outage_line_22
Trf Vaerket 1 - 1 |  | Current_operating_point | outage_line_22
Værket Trf 2 |  | Current_operating_point | outage_line_22
Snorrebakken Trf |  | Current_operating_point | outage_line_22
Hasle Trf 1 |  | Current_operating_point | outage_line_22
Hasle Trf 2 |  | Current_operating_point | outage_line_22
Olsker Trf 1 |  | Current_operating_point | outage_line_22
Olsker Trf 2 |  | Current_operating_point | outage_line_22
Østerlars Trf 1 |  | Current_operating_point | outage_line_22
Aakirkeby Trf 22 |  | Current_operating_point | outage_line_22
Nexø Trf 1 |  | Current_operating_point | outage_line_22
Nexø Trf 2 |  | Current_operating_point | outage_line_22
Bodilsker Trf 1 |  | Current_operating_point | outage_line_22
Rønne Syd Trf 1 |  | Current_operating_point | outage_line_22
Allinge Trf 1 |  | Current_operating_point | outage_line_22
Allinge Trf 2 |  | Current_operating_point | outage_line_22
Svaneke Trf 1 |  | Current_operating_point | outage_line_22
Viadukten Trf 1 |  | Current_operating_point | outage_line_22
Rønne Nord Trf 1 |  | Current_operating_point | outage_line_22
Poulsker Trf 1 |  | Current_operating_point | outage_line_22
Vesthavnen Trf 1 | 0.47718 | Current_operating_point | outage_line_22
Gudhjem Trf 1 |  | Current_operating_point | outage_line_22
Borrby | 21.0532 | Scenario_0 | outage_line_0
Trf blok 6 |  | Scenario_0 | outage_line_0
Trf blok 5 |  | Scenario_0 | outage_line_0
Trf Vaerket 1 |  | Scenario_0 | outage_line_0
Trf Vaerket 1 - 1 |  | Scenario_0 | outage_line_0
Værket Trf 2 | 13.6996 | Scenario_0 | outage_line_0
Snorrebakken Trf | 16.6529 | Scenario_0 | outage_line_0
Hasle Trf 1 | 0 | Scenario_0 | outage_line_0
Hasle Trf 2 | 16.5801 | Scenario_0 | outage_line_0
Olsker Trf 1 | 34.5246 | Scenario_0 | outage_line_0
Olsker Trf 2 | 0 | Scenario_0 | outage_line_0
Østerlars Trf 1 | 11.4887 | Scenario_0 | outage_line_0
Aakirkeby Trf 22 | 2.6655 | Scenario_0 | outage_line_0
Nexø Trf 1 | 24.5392 | Scenario_0 | outage_line_0
Nexø Trf 2 | 0 | Scenario_0 | outage_line_0
Bodilsker Trf 1 | 25.8589 | Scenario_0 | outage_line_0
Rønne Syd Trf 1 | 54.6891 | Scenario_0 | outage_line_0
Allinge Trf 1 | 16.7846 | Scenario_0 | outage_line_0
Allinge Trf 2 | 0 | Scenario_0 | outage_line_0
Svaneke Trf 1 | 23.5964 | Scenario_0 | outage_line_0
Viadukten Trf 1 | 10.6147 | Scenario_0 | outage_line_0
Rønne Nord Trf 1 | 13.0761 | Scenario_0 | outage_line_0
Poulsker Trf 1 | 14.4013 | Scenario_0 | outage_line_0
Vesthavnen Trf 1 | 36.3964 | Scenario_0 | outage_line_0
Gudhjem Trf 1 | 17.7967 | Scenario_0 | outage_line_0
Borrby | 19.4416 | Scenario_0 | outage_line_1
Trf blok 6 |  | Scenario_0 | outage_line_1
Trf blok 5 |  | Scenario_0 | outage_line_1
Trf Vaerket 1 |  | Scenario_0 | outage_line_1
Trf Vaerket 1 - 1 |  | Scenario_0 | outage_line_1
Værket Trf 2 | 13.704 | Scenario_0 | outage_line_1
Snorrebakken Trf |  | Scenario_0 | outage_line_1
Hasle Trf 1 | 0 | Scenario_0 | outage_line_1
Hasle Trf 2 | 16.5774 | Scenario_0 | outage_line_1
Olsker Trf 1 | 34.5183 | Scenario_0 | outage_line_1
Olsker Trf 2 | 0 | Scenario_0 | outage_line_1
Østerlars Trf 1 | 11.4863 | Scenario_0 | outage_line_1
Aakirkeby Trf 22 | 2.6648 | Scenario_0 | outage_line_1
Nexø Trf 1 | 24.5329 | Scenario_0 | outage_line_1
Nexø Trf 2 | 0 | Scenario_0 | outage_line_1
Bodilsker Trf 1 | 25.8612 | Scenario_0 | outage_line_1
Rønne Syd Trf 1 | 54.6972 | Scenario_0 | outage_line_1
Allinge Trf 1 | 16.7816 | Scenario_0 | outage_line_1
Allinge Trf 2 | 0 | Scenario_0 | outage_line_1
Svaneke Trf 1 | 23.5905 | Scenario_0 | outage_line_1
Viadukten Trf 1 | 10.6117 | Scenario_0 | outage_line_1
Rønne Nord Trf 1 | 13.0726 | Scenario_0 | outage_line_1
Poulsker Trf 1 | 14.3976 | Scenario_0 | outage_line_1
Vesthavnen Trf 1 | 31.0611 | Scenario_0 | outage_line_1
Gudhjem Trf 1 | 17.7928 | Scenario_0 | outage_line_1
Borrby | 19.6166 | Scenario_0 | outage_line_2
Trf blok 6 |  | Scenario_0 | outage_line_2
Trf blok 5 |  | Scenario_0 | outage_line_2
Trf Vaerket 1 |  | Scenario_0 | outage_line_2
Trf Vaerket 1 - 1 |  | Scenario_0 | outage_line_2
Værket Trf 2 | 13.6783 | Scenario_0 | outage_line_2
Snorrebakken Trf |  | Scenario_0 | outage_line_2
Hasle Trf 1 | 0 | Scenario_0 | outage_line_2
Hasle Trf 2 | 16.597 | Scenario_0 | outage_line_2
Olsker Trf 1 | 34.5624 | Scenario_0 | outage_line_2
Olsker Trf 2 | 0 | Scenario_0 | outage_line_2
Østerlars Trf 1 | 11.5021 | Scenario_0 | outage_line_2
Aakirkeby Trf 22 | 2.6689 | Scenario_0 | outage_line_2
Nexø Trf 1 | 24.5711 | Scenario_0 | outage_line_2
Nexø Trf 2 | 0 | Scenario_0 | outage_line_2
Bodilsker Trf 1 | 25.847 | Scenario_0 | outage_line_2
Rønne Syd Trf 1 | 54.6517 | Scenario_0 | outage_line_2
Allinge Trf 1 | 16.8024 | Scenario_0 | outage_line_2
Allinge Trf 2 | 0 | Scenario_0 | outage_line_2
Svaneke Trf 1 | 23.6268 | Scenario_0 | outage_line_2
Viadukten Trf 1 | 10.6281 | Scenario_0 | outage_line_2
Rønne Nord Trf 1 | 13.0883 | Scenario_0 | outage_line_2
Poulsker Trf 1 | 14.4197 | Scenario_0 | outage_line_2
Vesthavnen Trf 1 | 30.3273 | Scenario_0 | outage_line_2
Gudhjem Trf 1 | 17.8179 | Scenario_0 | outage_line_2
Borrby | 19.7515 | Scenario_0 | outage_line_3
Trf blok 6 |  | Scenario_0 | outage_line_3
Trf blok 5 |  | Scenario_0 | outage_line_3
Trf Vaerket 1 |  | Scenario_0 | outage_line_3
Trf Vaerket 1 - 1 |  | Scenario_0 | outage_line_3
Værket Trf 2 | 13.6528 | Scenario_0 | outage_line_3
Snorrebakken Trf |  | Scenario_0 | outage_line_3
Hasle Trf 1 | 0 | Scenario_0 | outage_line_3
Hasle Trf 2 | 16.6113 | Scenario_0 | outage_line_3
Olsker Trf 1 | 34.5946 | Scenario_0 | outage_line_3
Olsker Trf 2 | 0 | Scenario_0 | outage_line_3
Østerlars Trf 1 | 11.5137 | Scenario_0 | outage_line_3
Aakirkeby Trf 22 | 2.6719 | Scenario_0 | outage_line_3
Nexø Trf 1 | 24.599 | Scenario_0 | outage_line_3
Nexø Trf 2 | 0 | Scenario_0 | outage_line_3
Bodilsker Trf 1 | 25.8367 | Scenario_0 | outage_line_3
Rønne Syd Trf 1 | 54.6185 | Scenario_0 | outage_line_3
Allinge Trf 1 | 16.8176 | Scenario_0 | outage_line_3
Allinge Trf 2 | 0 | Scenario_0 | outage_line_3
Svaneke Trf 1 | 23.6534 | Scenario_0 | outage_line_3
Viadukten Trf 1 | 10.6374 | Scenario_0 | outage_line_3
Rønne Nord Trf 1 | 13.0997 | Scenario_0 | outage_line_3
Poulsker Trf 1 | 14.4358 | Scenario_0 | outage_line_3
Vesthavnen Trf 1 | 29.7409 | Scenario_0 | outage_line_3
Gudhjem Trf 1 | 17.8362 | Scenario_0 | outage_line_3
Borrby | 18.7022 | Scenario_0 | outage_line_4
Trf blok 6 |  | Scenario_0 | outage_line_4
Trf blok 5 |  | Scenario_0 | outage_line_4
Trf Vaerket 1 |  | Scenario_0 | outage_line_4
Trf Vaerket 1 - 1 |  | Scenario_0 | outage_line_4
Værket Trf 2 |  | Scenario_0 | outage_line_4
Snorrebakken Trf |  | Scenario_0 | outage_line_4
Hasle Trf 1 | 0 | Scenario_0 | outage_line_4
Hasle Trf 2 | 16.4613 | Scenario_0 | outage_line_4
Olsker Trf 1 | 34.2697 | Scenario_0 | outage_line_4
Olsker Trf 2 | 0 | Scenario_0 | outage_line_4
Østerlars Trf 1 | 11.4049 | Scenario_0 | outage_line_4
Aakirkeby Trf 22 | 2.6467 | Scenario_0 | outage_line_4
Nexø Trf 1 | 24.3512 | Scenario_0 | outage_line_4
Nexø Trf 2 | 0 | Scenario_0 | outage_line_4
Bodilsker Trf 1 | 25.9297 | Scenario_0 | outage_line_4
Rønne Syd Trf 1 | 54.8904 | Scenario_0 | outage_line_4
Allinge Trf 1 | 16.6641 | Scenario_0 | outage_line_4
Allinge Trf 2 | 0 | Scenario_0 | outage_line_4
Svaneke Trf 1 | 23.4161 | Scenario_0 | outage_line_4
Viadukten Trf 1 | 10.5381 | Scenario_0 | outage_line_4
Rønne Nord Trf 1 | 12.9777 | Scenario_0 | outage_line_4
Poulsker Trf 1 | 14.2933 | Scenario_0 | outage_line_4
Vesthavnen Trf 1 | 37.5004 | Scenario_0 | outage_line_4
Gudhjem Trf 1 | 17.6637 | Scenario_0 | outage_line_4
Borrby | 24.3387 | Scenario_0 | outage_line_5
Trf blok 6 |  | Scenario_0 | outage_line_5
Trf blok 5 |  | Scenario_0 | outage_line_5
Trf Vaerket 1 |  | Scenario_0 | outage_line_5
Trf Vaerket 1 - 1 |  | Scenario_0 | outage_line_5
Værket Trf 2 |  | Scenario_0 | outage_line_5
Snorrebakken Trf |  | Scenario_0 | outage_line_5
Hasle Trf 1 | 0 | Scenario_0 | outage_line_5
Hasle Trf 2 | 16.4742 | Scenario_0 | outage_line_5
Olsker Trf 1 | 34.2991 | Scenario_0 | outage_line_5
Olsker Trf 2 | 0 | Scenario_0 | outage_line_5
Østerlars Trf 1 | 11.4155 | Scenario_0 | outage_line_5
Aakirkeby Trf 22 | 2.6494 | Scenario_0 | outage_line_5
Nexø Trf 1 | 24.3769 | Scenario_0 | outage_line_5
Nexø Trf 2 | 0 | Scenario_0 | outage_line_5
Bodilsker Trf 1 | 25.9198 | Scenario_0 | outage_line_5
Rønne Syd Trf 1 | 54.8587 | Scenario_0 | outage_line_5
Allinge Trf 1 | 16.678 | Scenario_0 | outage_line_5
Allinge Trf 2 | 0 | Scenario_0 | outage_line_5
Svaneke Trf 1 | 23.4405 | Scenario_0 | outage_line_5
Viadukten Trf 1 | 10.5498 | Scenario_0 | outage_line_5
Rønne Nord Trf 1 | 12.9924 | Scenario_0 | outage_line_5
Poulsker Trf 1 | 14.3081 | Scenario_0 | outage_line_5
Vesthavnen Trf 1 | 0.47718 | Scenario_0 | outage_line_5
Gudhjem Trf 1 | 17.6805 | Scenario_0 | outage_line_5
Borrby | 25.0385 | Scenario_0 | outage_line_6
Trf blok 6 |  | Scenario_0 | outage_line_6
Trf blok 5 |  | Scenario_0 | outage_line_6
Trf Vaerket 1 |  | Scenario_0 | outage_line_6
Trf Vaerket 1 - 1 |  | Scenario_0 | outage_line_6
Værket Trf 2 |  | Scenario_0 | outage_line_6
Snorrebakken Trf |  | Scenario_0 | outage_line_6
Hasle Trf 1 | 0 | Scenario_0 | outage_line_6
Hasle Trf 2 | 16.6153 | Scenario_0 | outage_line_6
Olsker Trf 1 | 34.9186 | Scenario_0 | outage_line_6
Olsker Trf 2 | 0 | Scenario_0 | outage_line_6
Østerlars Trf 1 | 11.8185 | Scenario_0 | outage_line_6
Aakirkeby Trf 22 | 2.824 | Scenario_0 | outage_line_6
Nexø Trf 1 | 25.706 | Scenario_0 | outage_line_6
Nexø Trf 2 | 0 | Scenario_0 | outage_line_6
Bodilsker Trf 1 | 25.4571 | Scenario_0 | outage_line_6
Rønne Syd Trf 1 | 52.846 | Scenario_0 | outage_line_6
Allinge Trf 1 | 16.971 | Scenario_0 | outage_line_6
Allinge Trf 2 | 0 | Scenario_0 | outage_line_6
Svaneke Trf 1 | 24.6721 | Scenario_0 | outage_line_6
Viadukten Trf 1 | 11.4111 | Scenario_0 | outage_line_6
Rønne Nord Trf 1 | 14.0867 | Scenario_0 | outage_line_6
Poulsker Trf 1 | 15.0867 | Scenario_0 | outage_line_6
Vesthavnen Trf 1 | 0.47718 | Scenario_0 | outage_line_6
Gudhjem Trf 1 | 18.3194 | Scenario_0 | outage_line_6
Borrby | 23.7175 | Scenario_0 | outage_line_7
Trf blok 6 |  | Scenario_0 | outage_line_7
Trf blok 5 |  | Scenario_0 | outage_line_7
Trf Vaerket 1 |  | Scenario_0 | outage_line_7
Trf Vaerket 1 - 1 |  | Scenario_0 | outage_line_7
Værket Trf 2 |  | Scenario_0 | outage_line_7
Snorrebakken Trf |  | Scenario_0 | outage_line_7
Hasle Trf 1 | 0 | Scenario_0 | outage_line_7
Hasle Trf 2 | 16.5293 | Scenario_0 | outage_line_7
Olsker Trf 1 | 34.6935 | Scenario_0 | outage_line_7
Olsker Trf 2 | 0 | Scenario_0 | outage_line_7
Østerlars Trf 1 | 11.7181 | Scenario_0 | outage_line_7
Aakirkeby Trf 22 | 2.7898 | Scenario_0 | outage_line_7
Nexø Trf 1 | 25.4233 | Scenario_0 | outage_line_7
Nexø Trf 2 | 0 | Scenario_0 | outage_line_7
Bodilsker Trf 1 | 25.5465 | Scenario_0 | outage_line_7
Rønne Syd Trf 1 | 53.177 | Scenario_0 | outage_line_7
Allinge Trf 1 | 16.8644 | Scenario_0 | outage_line_7
Allinge Trf 2 | 0 | Scenario_0 | outage_line_7
Svaneke Trf 1 | 24.406 | Scenario_0 | outage_line_7
Viadukten Trf 1 | 11.2514 | Scenario_0 | outage_line_7
Rønne Nord Trf 1 |  | Scenario_0 | outage_line_7
Poulsker Trf 1 | 14.922 | Scenario_0 | outage_line_7
Vesthavnen Trf 1 | 0.47718 | Scenario_0 | outage_line_7
Gudhjem Trf 1 | 18.1603 | Scenario_0 | outage_line_7
Borrby | 22.7852 | Scenario_0 | outage_line_8
Trf blok 6 |  | Scenario_0 | outage_line_8
Trf blok 5 |  | Scenario_0 | outage_line_8
Trf Vaerket 1 |  | Scenario_0 | outage_line_8
Trf Vaerket 1 - 1 |  | Scenario_0 | outage_line_8
Værket Trf 2 |  | Scenario_0 | outage_line_8
Snorrebakken Trf |  | Scenario_0 | outage_line_8
Hasle Trf 1 | 0 | Scenario_0 | outage_line_8
Hasle Trf 2 | 16.4655 | Scenario_0 | outage_line_8
Olsker Trf 1 | 34.5267 | Scenario_0 | outage_line_8
Olsker Trf 2 | 0 | Scenario_0 | outage_line_8
Østerlars Trf 1 | 11.644 | Scenario_0 | outage_line_8
Aakirkeby Trf 22 | 2.7648 | Scenario_0 | outage_line_8
Nexø Trf 1 | 25.2154 | Scenario_0 | outage_line_8
Nexø Trf 2 | 0 | Scenario_0 | outage_line_8
Bodilsker Trf 1 | 25.615 | Scenario_0 | outage_line_8
Rønne Syd Trf 1 | 53.4304 | Scenario_0 | outage_line_8
Allinge Trf 1 | 16.7855 | Scenario_0 | outage_line_8
Allinge Trf 2 | 0 | Scenario_0 | outage_line_8
Svaneke Trf 1 | 24.2105 | Scenario_0 | outage_line_8
Viadukten Trf 1 |  | Scenario_0 | outage_line_8
Rønne Nord Trf 1 |  | Scenario_0 | outage_line_8
Poulsker Trf 1 | 14.801 | Scenario_0 | outage_line_8
Vesthavnen Trf 1 | 0.47718 | Scenario_0 | outage_line_8
Gudhjem Trf 1 | 18.0429 | Scenario_0 | outage_line_8
Borrby | 24.2842 | Scenario_0 | outage_line_9
Trf blok 6 |  | Scenario_0 | outage_line_9
Trf blok 5 |  | Scenario_0 | outage_line_9
Trf Vaerket 1 |  | Scenario_0 | outage_line_9
Trf Vaerket 1 - 1 |  | Scenario_0 | outage_line_9
Værket Trf 2 |  | Scenario_0 | outage_line_9
Snorrebakken Trf |  | Scenario_0 | outage_line_9
Hasle Trf 1 | 0 | Scenario_0 | outage_line_9
Hasle Trf 2 | 16.1101 | Scenario_0 | outage_line_9
Olsker Trf 1 | 33.608 | Scenario_0 | outage_line_9
Olsker Trf 2 | 0 | Scenario_0 | outage_line_9
Østerlars Trf 1 | 11.2432 | Scenario_0 | outage_line_9
Aakirkeby Trf 22 | 2.6329 | Scenario_0 | outage_line_9
Nexø Trf 1 | 24.105 | Scenario_0 | outage_line_9
Nexø Trf 2 | 0 | Scenario_0 | outage_line_9
Bodilsker Trf 1 | 26.0224 | Scenario_0 | outage_line_9
Rønne Syd Trf 1 |  | Scenario_0 | outage_line_9
Allinge Trf 1 | 16.3519 | Scenario_0 | outage_line_9
Allinge Trf 2 | 0 | Scenario_0 | outage_line_9
Svaneke Trf 1 | 23.1672 | Scenario_0 | outage_line_9
Viadukten Trf 1 |  | Scenario_0 | outage_line_9
Rønne Nord Trf 1 |  | Scenario_0 | outage_line_9
Poulsker Trf 1 | 14.1564 | Scenario_0 | outage_line_9
Vesthavnen Trf 1 | 0.47718 | Scenario_0 | outage_line_9
Gudhjem Trf 1 | 17.4072 | Scenario_0 | outage_line_9
Borrby | 24.2848 | Scenario_0 | outage_line_10
Trf blok 6 |  | Scenario_0 | outage_line_10
Trf blok 5 |  | Scenario_0 | outage_line_10
Trf Vaerket 1 |  | Scenario_0 | outage_line_10
Trf Vaerket 1 - 1 |  | Scenario_0 | outage_line_10
Værket Trf 2 |  | Scenario_0 | outage_line_10
Snorrebakken Trf |  | Scenario_0 | outage_line_10
Hasle Trf 1 | 0 | Scenario_0 | outage_line_10
Hasle Trf 2 | 16.0702 | Scenario_0 | outage_line_10
Olsker Trf 1 | 33.5049 | Scenario_0 | outage_line_10
Olsker Trf 2 | 0 | Scenario_0 | outage_line_10
Østerlars Trf 1 | 11.1985 | Scenario_0 | outage_line_10
Aakirkeby Trf 22 |  | Scenario_0 | outage_line_10
Nexø Trf 1 | 23.9819 | Scenario_0 | outage_line_10
Nexø Trf 2 | 0 | Scenario_0 | outage_line_10
Bodilsker Trf 1 | 26.0723 | Scenario_0 | outage_line_10
Rønne Syd Trf 1 |  | Scenario_0 | outage_line_10
Allinge Trf 1 | 16.3033 | Scenario_0 | outage_line_10
Allinge Trf 2 | 0 | Scenario_0 | outage_line_10
Svaneke Trf 1 | 23.0518 | Scenario_0 | outage_line_10
Viadukten Trf 1 |  | Scenario_0 | outage_line_10
Rønne Nord Trf 1 |  | Scenario_0 | outage_line_10
Poulsker Trf 1 | 14.085 | Scenario_0 | outage_line_10
Vesthavnen Trf 1 | 0.47718 | Scenario_0 | outage_line_10
Gudhjem Trf 1 | 17.3363 | Scenario_0 | outage_line_10
Borrby | 22.154 | Scenario_0 | outage_line_11
Trf blok 6 |  | Scenario_0 | outage_line_11
Trf blok 5 |  | Scenario_0 | outage_line_11
Trf Vaerket 1 |  | Scenario_0 | outage_line_11
Trf Vaerket 1 - 1 |  | Scenario_0 | outage_line_11
Værket Trf 2 |  | Scenario_0 | outage_line_11
Snorrebakken Trf |  | Scenario_0 | outage_line_11
Hasle Trf 1 | 0 | Scenario_0 | outage_line_11
Hasle Trf 2 | 16.0462 | Scenario_0 | outage_line_11
Olsker Trf 1 | 33.4401 | Scenario_0 | outage_line_11
Olsker Trf 2 | 0 | Scenario_0 | outage_line_11
Østerlars Trf 1 | 11.1695 | Scenario_0 | outage_line_11
Aakirkeby Trf 22 |  | Scenario_0 | outage_line_11
Nexø Trf 1 | 23.9003 | Scenario_0 | outage_line_11
Nexø Trf 2 | 0 | Scenario_0 | outage_line_11
Bodilsker Trf 1 | 26.1061 | Scenario_0 | outage_line_11
Rønne Syd Trf 1 |  | Scenario_0 | outage_line_11
Allinge Trf 1 | 16.2727 | Scenario_0 | outage_line_11
Allinge Trf 2 | 0 | Scenario_0 | outage_line_11
Svaneke Trf 1 | 22.9758 | Scenario_0 | outage_line_11
Viadukten Trf 1 |  | Scenario_0 | outage_line_11
Rønne Nord Trf 1 |  | Scenario_0 | outage_line_11
Poulsker Trf 1 |  | Scenario_0 | outage_line_11
Vesthavnen Trf 1 | 0.47718 | Scenario_0 | outage_line_11
Gudhjem Trf 1 | 17.2902 | Scenario_0 | outage_line_11
Borrby | 21.6225 | Scenario_0 | outage_line_12
Trf blok 6 |  | Scenario_0 | outage_line_12
Trf blok 5 |  | Scenario_0 | outage_line_12
Trf Vaerket 1 |  | Scenario_0 | outage_line_12
Trf Vaerket 1 - 1 |  | Scenario_0 | outage_line_12
Værket Trf 2 |  | Scenario_0 | outage_line_12
Snorrebakken Trf |  | Scenario_0 | outage_line_12
Hasle Trf 1 | 0 | Scenario_0 | outage_line_12
Hasle Trf 2 | 16.0768 | Scenario_0 | outage_line_12
Olsker Trf 1 | 33.5186 | Scenario_0 | outage_line_12
Olsker Trf 2 | 0 | Scenario_0 | outage_line_12
Østerlars Trf 1 | 11.2032 | Scenario_0 | outage_line_12
Aakirkeby Trf 22 |  | Scenario_0 | outage_line_12
Nexø Trf 1 | 24.0156 | Scenario_0 | outage_line_12
Nexø Trf 2 | 0 | Scenario_0 | outage_line_12
Bodilsker Trf 1 | 26.0689 | Scenario_0 | outage_line_12
Rønne Syd Trf 1 |  | Scenario_0 | outage_line_12
Allinge Trf 1 | 16.3097 | Scenario_0 | outage_line_12
Allinge Trf 2 | 0 | Scenario_0 | outage_line_12
Svaneke Trf 1 | 23.072 | Scenario_0 | outage_line_12
Viadukten Trf 1 |  | Scenario_0 | outage_line_12
Rønne Nord Trf 1 |  | Scenario_0 | outage_line_12
Poulsker Trf 1 |  | Scenario_0 | outage_line_12
Vesthavnen Trf 1 | 0.47718 | Scenario_0 | outage_line_12
Gudhjem Trf 1 | 17.3437 | Scenario_0 | outage_line_12
Borrby | 25.0153 | Scenario_0 | outage_line_13
Trf blok 6 |  | Scenario_0 | outage_line_13
Trf blok 5 |  | Scenario_0 | outage_line_13
Trf Vaerket 1 |  | Scenario_0 | outage_line_13
Trf Vaerket 1 - 1 |  | Scenario_0 | outage_line_13
Værket Trf 2 |  | Scenario_0 | outage_line_13
Snorrebakken Trf |  | Scenario_0 | outage_line_13
Hasle Trf 1 | 0 | Scenario_0 | outage_line_13
Hasle Trf 2 | 15.8887 | Scenario_0 | outage_line_13
Olsker Trf 1 | 33.0371 | Scenario_0 | outage_line_13
Olsker Trf 2 | 0 | Scenario_0 | outage_line_13
Østerlars Trf 1 | 10.9971 | Scenario_0 | outage_line_13
Aakirkeby Trf 22 |  | Scenario_0 | outage_line_13
Nexø Trf 1 | 23.4684 | Scenario_0 | outage_line_13
Nexø Trf 2 | 0 | Scenario_0 | outage_line_13
Bodilsker Trf 1 |  | Scenario_0 | outage_line_13
Rønne Syd Trf 1 |  | Scenario_0 | outage_line_13
Allinge Trf 1 | 16.083 | Scenario_0 | outage_line_13
Allinge Trf 2 | 0 | Scenario_0 | outage_line_13
Svaneke Trf 1 | 22.5508 | Scenario_0 | outage_line_13
Viadukten Trf 1 |  | Scenario_0 | outage_line_13
Rønne Nord Trf 1 |  | Scenario_0 | outage_line_13
Poulsker Trf 1 |  | Scenario_0 | outage_line_13
Vesthavnen Trf 1 | 0.47718 | Scenario_0 | outage_line_13
Gudhjem Trf 1 | 17.0164 | Scenario_0 | outage_line_13
Borrby | 20.4253 | Scenario_0 | outage_line_14
Trf blok 6 |  | Scenario_0 | outage_line_14
Trf blok 5 |  | Scenario_0 | outage_line_14
Trf Vaerket 1 |  | Scenario_0 | outage_line_14
Trf Vaerket 1 - 1 |  | Scenario_0 | outage_line_14
Værket Trf 2 |  | Scenario_0 | outage_line_14
Snorrebakken Trf |  | Scenario_0 | outage_line_14
Hasle Trf 1 | 0 | Scenario_0 | outage_line_14
Hasle Trf 2 | 15.8924 | Scenario_0 | outage_line_14
Olsker Trf 1 | 33.0406 | Scenario_0 | outage_line_14
Olsker Trf 2 | 0 | Scenario_0 | outage_line_14
Østerlars Trf 1 | 10.9962 | Scenario_0 | outage_line_14
Aakirkeby Trf 22 |  | Scenario_0 | outage_line_14
Nexø Trf 1 |  | Scenario_0 | outage_line_14
Nexø Trf 2 |  | Scenario_0 | outage_line_14
Bodilsker Trf 1 |  | Scenario_0 | outage_line_14
Rønne Syd Trf 1 |  | Scenario_0 | outage_line_14
Allinge Trf 1 | 16.0847 | Scenario_0 | outage_line_14
Allinge Trf 2 | 0 | Scenario_0 | outage_line_14
Svaneke Trf 1 | 22.5332 | Scenario_0 | outage_line_14
Viadukten Trf 1 |  | Scenario_0 | outage_line_14
Rønne Nord Trf 1 |  | Scenario_0 | outage_line_14
Poulsker Trf 1 |  | Scenario_0 | outage_line_14
Vesthavnen Trf 1 | 0.47718 | Scenario_0 | outage_line_14
Gudhjem Trf 1 | 17.015 | Scenario_0 | outage_line_14
Borrby | 19.4885 | Scenario_0 | outage_line_15
Trf blok 6 |  | Scenario_0 | outage_line_15
Trf blok 5 |  | Scenario_0 | outage_line_15
Trf Vaerket 1 |  | Scenario_0 | outage_line_15
Trf Vaerket 1 - 1 |  | Scenario_0 | outage_line_15
Værket Trf 2 |  | Scenario_0 | outage_line_15
Snorrebakken Trf |  | Scenario_0 | outage_line_15
Hasle Trf 1 | 0 | Scenario_0 | outage_line_15
Hasle Trf 2 | 15.8228 | Scenario_0 | outage_line_15
Olsker Trf 1 | 32.8591 | Scenario_0 | outage_line_15
Olsker Trf 2 | 0 | Scenario_0 | outage_line_15
Østerlars Trf 1 | 10.9174 | Scenario_0 | outage_line_15
Aakirkeby Trf 22 |  | Scenario_0 | outage_line_15
Nexø Trf 1 |  | Scenario_0 | outage_line_15
Nexø Trf 2 |  | Scenario_0 | outage_line_15
Bodilsker Trf 1 |  | Scenario_0 | outage_line_15
Rønne Syd Trf 1 |  | Scenario_0 | outage_line_15
Allinge Trf 1 | 15.9993 | Scenario_0 | outage_line_15
Allinge Trf 2 | 0 | Scenario_0 | outage_line_15
Svaneke Trf 1 |  | Scenario_0 | outage_line_15
Viadukten Trf 1 |  | Scenario_0 | outage_line_15
Rønne Nord Trf 1 |  | Scenario_0 | outage_line_15
Poulsker Trf 1 |  | Scenario_0 | outage_line_15
Vesthavnen Trf 1 | 0.47718 | Scenario_0 | outage_line_15
Gudhjem Trf 1 | 16.8898 | Scenario_0 | outage_line_15
Borrby | 19.3164 | Scenario_0 | outage_line_16
Trf blok 6 |  | Scenario_0 | outage_line_16
Trf blok 5 |  | Scenario_0 | outage_line_16
Trf Vaerket 1 |  | Scenario_0 | outage_line_16
Trf Vaerket 1 - 1 |  | Scenario_0 | outage_line_16
Værket Trf 2 |  | Scenario_0 | outage_line_16
Snorrebakken Trf |  | Scenario_0 | outage_line_16
Hasle Trf 1 | 0 | Scenario_0 | outage_line_16
Hasle Trf 2 | 15.829 | Scenario_0 | outage_line_16
Olsker Trf 1 | 32.8748 | Scenario_0 | outage_line_16
Olsker Trf 2 | 0 | Scenario_0 | outage_line_16
Østerlars Trf 1 | 10.9241 | Scenario_0 | outage_line_16
Aakirkeby Trf 22 |  | Scenario_0 | outage_line_16
Nexø Trf 1 |  | Scenario_0 | outage_line_16
Nexø Trf 2 |  | Scenario_0 | outage_line_16
Bodilsker Trf 1 |  | Scenario_0 | outage_line_16
Rønne Syd Trf 1 |  | Scenario_0 | outage_line_16
Allinge Trf 1 | 16.0067 | Scenario_0 | outage_line_16
Allinge Trf 2 | 0 | Scenario_0 | outage_line_16
Svaneke Trf 1 |  | Scenario_0 | outage_line_16
Viadukten Trf 1 |  | Scenario_0 | outage_line_16
Rønne Nord Trf 1 |  | Scenario_0 | outage_line_16
Poulsker Trf 1 |  | Scenario_0 | outage_line_16
Vesthavnen Trf 1 | 0.47718 | Scenario_0 | outage_line_16
Gudhjem Trf 1 | 16.9004 | Scenario_0 | outage_line_16
Borrby | 17.232 | Scenario_0 | outage_line_17
Trf blok 6 |  | Scenario_0 | outage_line_17
Trf blok 5 |  | Scenario_0 | outage_line_17
Trf Vaerket 1 |  | Scenario_0 | outage_line_17
Trf Vaerket 1 - 1 |  | Scenario_0 | outage_line_17
Værket Trf 2 |  | Scenario_0 | outage_line_17
Snorrebakken Trf |  | Scenario_0 | outage_line_17
Hasle Trf 1 | 0 | Scenario_0 | outage_line_17
Hasle Trf 2 | 15.8609 | Scenario_0 | outage_line_17
Olsker Trf 1 | 32.9541 | Scenario_0 | outage_line_17
Olsker Trf 2 | 0 | Scenario_0 | outage_line_17
Østerlars Trf 1 | 10.9566 | Scenario_0 | outage_line_17
Aakirkeby Trf 22 |  | Scenario_0 | outage_line_17
Nexø Trf 1 |  | Scenario_0 | outage_line_17
Nexø Trf 2 |  | Scenario_0 | outage_line_17
Bodilsker Trf 1 |  | Scenario_0 | outage_line_17
Rønne Syd Trf 1 |  | Scenario_0 | outage_line_17
Allinge Trf 1 | 16.044 | Scenario_0 | outage_line_17
Allinge Trf 2 | 0 | Scenario_0 | outage_line_17
Svaneke Trf 1 |  | Scenario_0 | outage_line_17
Viadukten Trf 1 |  | Scenario_0 | outage_line_17
Rønne Nord Trf 1 |  | Scenario_0 | outage_line_17
Poulsker Trf 1 |  | Scenario_0 | outage_line_17
Vesthavnen Trf 1 | 0.47718 | Scenario_0 | outage_line_17
Gudhjem Trf 1 |  | Scenario_0 | outage_line_17
Borrby | 17.2293 | Scenario_0 | outage_line_18
Trf blok 6 |  | Scenario_0 | outage_line_18
Trf blok 5 |  | Scenario_0 | outage_line_18
Trf Vaerket 1 |  | Scenario_0 | outage_line_18
Trf Vaerket 1 - 1 |  | Scenario_0 | outage_line_18
Værket Trf 2 |  | Scenario_0 | outage_line_18
Snorrebakken Trf |  | Scenario_0 | outage_line_18
Hasle Trf 1 | 0 | Scenario_0 | outage_line_18
Hasle Trf 2 | 15.7751 | Scenario_0 | outage_line_18
Olsker Trf 1 | 32.7315 | Scenario_0 | outage_line_18
Olsker Trf 2 | 0 | Scenario_0 | outage_line_18
Østerlars Trf 1 |  | Scenario_0 | outage_line_18
Aakirkeby Trf 22 |  | Scenario_0 | outage_line_18
Nexø Trf 1 |  | Scenario_0 | outage_line_18
Nexø Trf 2 |  | Scenario_0 | outage_line_18
Bodilsker Trf 1 |  | Scenario_0 | outage_line_18
Rønne Syd Trf 1 |  | Scenario_0 | outage_line_18
Allinge Trf 1 | 15.9393 | Scenario_0 | outage_line_18
Allinge Trf 2 | 0 | Scenario_0 | outage_line_18
Svaneke Trf 1 |  | Scenario_0 | outage_line_18
Viadukten Trf 1 |  | Scenario_0 | outage_line_18
Rønne Nord Trf 1 |  | Scenario_0 | outage_line_18
Poulsker Trf 1 |  | Scenario_0 | outage_line_18
Vesthavnen Trf 1 | 0.47718 | Scenario_0 | outage_line_18
Gudhjem Trf 1 |  | Scenario_0 | outage_line_18
Borrby | 17.917 | Scenario_0 | outage_line_19
Trf blok 6 |  | Scenario_0 | outage_line_19
Trf blok 5 |  | Scenario_0 | outage_line_19
Trf Vaerket 1 |  | Scenario_0 | outage_line_19
Trf Vaerket 1 - 1 |  | Scenario_0 | outage_line_19
Værket Trf 2 |  | Scenario_0 | outage_line_19
Snorrebakken Trf |  | Scenario_0 | outage_line_19
Hasle Trf 1 | 0 | Scenario_0 | outage_line_19
Hasle Trf 2 | 15.7174 | Scenario_0 | outage_line_19
Olsker Trf 1 | 32.583 | Scenario_0 | outage_line_19
Olsker Trf 2 | 0 | Scenario_0 | outage_line_19
Østerlars Trf 1 |  | Scenario_0 | outage_line_19
Aakirkeby Trf 22 |  | Scenario_0 | outage_line_19
Nexø Trf 1 |  | Scenario_0 | outage_line_19
Nexø Trf 2 |  | Scenario_0 | outage_line_19
Bodilsker Trf 1 |  | Scenario_0 | outage_line_19
Rønne Syd Trf 1 |  | Scenario_0 | outage_line_19
Allinge Trf 1 |  | Scenario_0 | outage_line_19
Allinge Trf 2 |  | Scenario_0 | outage_line_19
Svaneke Trf 1 |  | Scenario_0 | outage_line_19
Viadukten Trf 1 |  | Scenario_0 | outage_line_19
Rønne Nord Trf 1 |  | Scenario_0 | outage_line_19
Poulsker Trf 1 |  | Scenario_0 | outage_line_19
Vesthavnen Trf 1 | 0.47718 | Scenario_0 | outage_line_19
Gudhjem Trf 1 |  | Scenario_0 | outage_line_19
Borrby | 17.5992 | Scenario_0 | outage_line_20
Trf blok 6 |  | Scenario_0 | outage_line_20
Trf blok 5 |  | Scenario_0 | outage_line_20
Trf Vaerket 1 |  | Scenario_0 | outage_line_20
Trf Vaerket 1 - 1 |  | Scenario_0 | outage_line_20
Værket Trf 2 |  | Scenario_0 | outage_line_20
Snorrebakken Trf |  | Scenario_0 | outage_line_20
Hasle Trf 1 | 0 | Scenario_0 | outage_line_20
Hasle Trf 2 | 15.673 | Scenario_0 | outage_line_20
Olsker Trf 1 |  | Scenario_0 | outage_line_20
Olsker Trf 2 |  | Scenario_0 | outage_line_20
Østerlars Trf 1 |  | Scenario_0 | outage_line_20
Aakirkeby Trf 22 |  | Scenario_0 | outage_line_20
Nexø Trf 1 |  | Scenario_0 | outage_line_20
Nexø Trf 2 |  | Scenario_0 | outage_line_20
Bodilsker Trf 1 |  | Scenario_0 | outage_line_20
Rønne Syd Trf 1 |  | Scenario_0 | outage_line_20
Allinge Trf 1 |  | Scenario_0 | outage_line_20
Allinge Trf 2 |  | Scenario_0 | outage_line_20
Svaneke Trf 1 |  | Scenario_0 | outage_line_20
Viadukten Trf 1 |  | Scenario_0 | outage_line_20
Rønne Nord Trf 1 |  | Scenario_0 | outage_line_20
Poulsker Trf 1 |  | Scenario_0 | outage_line_20
Vesthavnen Trf 1 | 0.47718 | Scenario_0 | outage_line_20
Gudhjem Trf 1 |  | Scenario_0 | outage_line_20
Borrby | 17.8784 | Scenario_0 | outage_line_21
Trf blok 6 |  | Scenario_0 | outage_line_21
Trf blok 5 |  | Scenario_0 | outage_line_21
Trf Vaerket 1 |  | Scenario_0 | outage_line_21
Trf Vaerket 1 - 1 |  | Scenario_0 | outage_line_21
Værket Trf 2 |  | Scenario_0 | outage_line_21
Snorrebakken Trf |  | Scenario_0 | outage_line_21
Hasle Trf 1 |  | Scenario_0 | outage_line_21
Hasle Trf 2 |  | Scenario_0 | outage_line_21
Olsker Trf 1 |  | Scenario_0 | outage_line_21
Olsker Trf 2 |  | Scenario_0 | outage_line_21
Østerlars Trf 1 |  | Scenario_0 | outage_line_21
Aakirkeby Trf 22 |  | Scenario_0 | outage_line_21
Nexø Trf 1 |  | Scenario_0 | outage_line_21
Nexø Trf 2 |  | Scenario_0 | outage_line_21
Bodilsker Trf 1 |  | Scenario_0 | outage_line_21
Rønne Syd Trf 1 |  | Scenario_0 | outage_line_21
Allinge Trf 1 |  | Scenario_0 | outage_line_21
Allinge Trf 2 |  | Scenario_0 | outage_line_21
Svaneke Trf 1 |  | Scenario_0 | outage_line_21
Viadukten Trf 1 |  | Scenario_0 | outage_line_21
Rønne Nord Trf 1 |  | Scenario_0 | outage_line_21
Poulsker Trf 1 |  | Scenario_0 | outage_line_21
Vesthavnen Trf 1 | 0.47718 | Scenario_0 | outage_line_21
Gudhjem Trf 1 |  | Scenario_0 | outage_line_21
Borrby | 1.6362 | Scenario_0 | outage_line_22
Trf blok 6 |  | Scenario_0 | outage_line_22
Trf blok 5 |  | Scenario_0 | outage_line_22
Trf Vaerket 1 |  | Scenario_0 | outage_line_22
Trf Vaerket 1 - 1 |  | Scenario_0 | outage_line_22
Værket Trf 2 |  | Scenario_0 | outage_line_22
Snorrebakken Trf |  | Scenario_0 | outage_line_22
Hasle Trf 1 |  | Scenario_0 | outage_line_22
Hasle Trf 2 |  | Scenario_0 | outage_line_22
Olsker Trf 1 |  | Scenario_0 | outage_line_22
Olsker Trf 2 |  | Scenario_0 | outage_line_22
Østerlars Trf 1 |  | Scenario_0 | outage_line_22
Aakirkeby Trf 22 |  | Scenario_0 | outage_line_22
Nexø Trf 1 |  | Scenario_0 | outage_line_22
Nexø Trf 2 |  | Scenario_0 | outage_line_22
Bodilsker Trf 1 |  | Scenario_0 | outage_line_22
Rønne Syd Trf 1 |  | Scenario_0 | outage_line_22
Allinge Trf 1 |  | Scenario_0 | outage_line_22
Allinge Trf 2 |  | Scenario_0 | outage_line_22
Svaneke Trf 1 |  | Scenario_0 | outage_line_22
Viadukten Trf 1 |  | Scenario_0 | outage_line_22
Rønne Nord Trf 1 |  | Scenario_0 | outage_line_22
Poulsker Trf 1 |  | Scenario_0 | outage_line_22
Vesthavnen Trf 1 | 0.47718 | Scenario_0 | outage_line_22
Gudhjem Trf 1 |  | Scenario_0 | outage_line_22
Borrby | 21.2953 | Scenario_1 | outage_line_0
Trf blok 6 |  | Scenario_1 | outage_line_0
Trf blok 5 |  | Scenario_1 | outage_line_0
Trf Vaerket 1 |  | Scenario_1 | outage_line_0
Trf Vaerket 1 - 1 |  | Scenario_1 | outage_line_0
Værket Trf 2 | 13.7063 | Scenario_1 | outage_line_0
Snorrebakken Trf | 17.9923 | Scenario_1 | outage_line_0
Hasle Trf 1 | 0 | Scenario_1 | outage_line_0
Hasle Trf 2 | 17.9137 | Scenario_1 | outage_line_0
Olsker Trf 1 | 35.1765 | Scenario_1 | outage_line_0
Olsker Trf 2 | 0 | Scenario_1 | outage_line_0
Østerlars Trf 1 | 11.5574 | Scenario_1 | outage_line_0
Aakirkeby Trf 22 | 3.2644 | Scenario_1 | outage_line_0
Nexø Trf 1 | 23.742 | Scenario_1 | outage_line_0
Nexø Trf 2 | 0 | Scenario_1 | outage_line_0
Bodilsker Trf 1 | 20.2175 | Scenario_1 | outage_line_0
Rønne Syd Trf 1 | 55.5591 | Scenario_1 | outage_line_0
Allinge Trf 1 | 19.6325 | Scenario_1 | outage_line_0
Allinge Trf 2 | 0 | Scenario_1 | outage_line_0
Svaneke Trf 1 | 22.0706 | Scenario_1 | outage_line_0
Viadukten Trf 1 | 11.0944 | Scenario_1 | outage_line_0
Rønne Nord Trf 1 | 12.7019 | Scenario_1 | outage_line_0
Poulsker Trf 1 | 14.3843 | Scenario_1 | outage_line_0
Vesthavnen Trf 1 | 37.5079 | Scenario_1 | outage_line_0
Gudhjem Trf 1 | 17.758 | Scenario_1 | outage_line_0
Borrby | 19.5055 | Scenario_1 | outage_line_1
Trf blok 6 |  | Scenario_1 | outage_line_1
Trf blok 5 |  | Scenario_1 | outage_line_1
Trf Vaerket 1 |  | Scenario_1 | outage_line_1
Trf Vaerket 1 - 1 |  | Scenario_1 | outage_line_1
Værket Trf 2 | 13.7148 | Scenario_1 | outage_line_1
Snorrebakken Trf |  | Scenario_1 | outage_line_1
Hasle Trf 1 | 0 | Scenario_1 | outage_line_1
Hasle Trf 2 | 17.9061 | Scenario_1 | outage_line_1
Olsker Trf 1 | 35.1605 | Scenario_1 | outage_line_1
Olsker Trf 2 | 0 | Scenario_1 | outage_line_1
Østerlars Trf 1 | 11.5517 | Scenario_1 | outage_line_1
Aakirkeby Trf 22 | 3.2626 | Scenario_1 | outage_line_1
Nexø Trf 1 | 23.7291 | Scenario_1 | outage_line_1
Nexø Trf 2 | 0 | Scenario_1 | outage_line_1
Bodilsker Trf 1 | 20.2258 | Scenario_1 | outage_line_1
Rønne Syd Trf 1 | 55.5745 | Scenario_1 | outage_line_1
Allinge Trf 1 | 19.6237 | Scenario_1 | outage_line_1
Allinge Trf 2 | 0 | Scenario_1 | outage_line_1
Svaneke Trf 1 | 22.0587 | Scenario_1 | outage_line_1
Viadukten Trf 1 | 11.0881 | Scenario_1 | outage_line_1
Rønne Nord Trf 1 | 12.695 | Scenario_1 | outage_line_1
Poulsker Trf 1 | 14.3765 | Scenario_1 | outage_line_1
Vesthavnen Trf 1 | 31.9491 | Scenario_1 | outage_line_1
Gudhjem Trf 1 | 17.7492 | Scenario_1 | outage_line_1
Borrby | 19.6719 | Scenario_1 | outage_line_2
Trf blok 6 |  | Scenario_1 | outage_line_2
Trf blok 5 |  | Scenario_1 | outage_line_2
Trf Vaerket 1 |  | Scenario_1 | outage_line_2
Trf Vaerket 1 - 1 |  | Scenario_1 | outage_line_2
Værket Trf 2 | 13.6892 | Scenario_1 | outage_line_2
Snorrebakken Trf |  | Scenario_1 | outage_line_2
Hasle Trf 1 | 0 | Scenario_1 | outage_line_2
Hasle Trf 2 | 17.9273 | Scenario_1 | outage_line_2
Olsker Trf 1 | 35.2053 | Scenario_1 | outage_line_2
Olsker Trf 2 | 0 | Scenario_1 | outage_line_2
Østerlars Trf 1 | 11.5676 | Scenario_1 | outage_line_2
Aakirkeby Trf 22 | 3.2677 | Scenario_1 | outage_line_2
Nexø Trf 1 | 23.7658 | Scenario_1 | outage_line_2
Nexø Trf 2 | 0 | Scenario_1 | outage_line_2
Bodilsker Trf 1 | 20.2025 | Scenario_1 | outage_line_2
Rønne Syd Trf 1 | 55.5308 | Scenario_1 | outage_line_2
Allinge Trf 1 | 19.6483 | Scenario_1 | outage_line_2
Allinge Trf 2 | 0 | Scenario_1 | outage_line_2
Svaneke Trf 1 | 22.0923 | Scenario_1 | outage_line_2
Viadukten Trf 1 | 11.1053 | Scenario_1 | outage_line_2
Rønne Nord Trf 1 | 12.7102 | Scenario_1 | outage_line_2
Poulsker Trf 1 | 14.3984 | Scenario_1 | outage_line_2
Vesthavnen Trf 1 | 31.1935 | Scenario_1 | outage_line_2
Gudhjem Trf 1 | 17.7741 | Scenario_1 | outage_line_2
Borrby | 19.8 | Scenario_1 | outage_line_3
Trf blok 6 |  | Scenario_1 | outage_line_3
Trf blok 5 |  | Scenario_1 | outage_line_3
Trf Vaerket 1 |  | Scenario_1 | outage_line_3
Trf Vaerket 1 - 1 |  | Scenario_1 | outage_line_3
Værket Trf 2 | 13.6638 | Scenario_1 | outage_line_3
Snorrebakken Trf |  | Scenario_1 | outage_line_3
Hasle Trf 1 | 0 | Scenario_1 | outage_line_3
Hasle Trf 2 | 17.9427 | Scenario_1 | outage_line_3
Olsker Trf 1 | 35.238 | Scenario_1 | outage_line_3
Olsker Trf 2 | 0 | Scenario_1 | outage_line_3
Østerlars Trf 1 | 11.5792 | Scenario_1 | outage_line_3
Aakirkeby Trf 22 | 3.2714 | Scenario_1 | outage_line_3
Nexø Trf 1 | 23.7926 | Scenario_1 | outage_line_3
Nexø Trf 2 | 0 | Scenario_1 | outage_line_3
Bodilsker Trf 1 | 20.1856 | Scenario_1 | outage_line_3
Rønne Syd Trf 1 | 55.4989 | Scenario_1 | outage_line_3
Allinge Trf 1 | 19.6663 | Scenario_1 | outage_line_3
Allinge Trf 2 | 0 | Scenario_1 | outage_line_3
Svaneke Trf 1 | 22.117 | Scenario_1 | outage_line_3
Viadukten Trf 1 | 11.115 | Scenario_1 | outage_line_3
Rønne Nord Trf 1 | 12.7212 | Scenario_1 | outage_line_3
Poulsker Trf 1 | 14.4144 | Scenario_1 | outage_line_3
Vesthavnen Trf 1 | 30.5892 | Scenario_1 | outage_line_3
Gudhjem Trf 1 | 17.7923 | Scenario_1 | outage_line_3
Borrby | 18.7687 | Scenario_1 | outage_line_4
Trf blok 6 |  | Scenario_1 | outage_line_4
Trf blok 5 |  | Scenario_1 | outage_line_4
Trf Vaerket 1 |  | Scenario_1 | outage_line_4
Trf Vaerket 1 - 1 |  | Scenario_1 | outage_line_4
Værket Trf 2 |  | Scenario_1 | outage_line_4
Snorrebakken Trf |  | Scenario_1 | outage_line_4
Hasle Trf 1 | 0 | Scenario_1 | outage_line_4
Hasle Trf 2 | 17.7795 | Scenario_1 | outage_line_4
Olsker Trf 1 | 34.9056 | Scenario_1 | outage_line_4
Olsker Trf 2 | 0 | Scenario_1 | outage_line_4
Østerlars Trf 1 | 11.4694 | Scenario_1 | outage_line_4
Aakirkeby Trf 22 | 3.2399 | Scenario_1 | outage_line_4
Nexø Trf 1 | 23.5524 | Scenario_1 | outage_line_4
Nexø Trf 2 | 0 | Scenario_1 | outage_line_4
Bodilsker Trf 1 | 20.3383 | Scenario_1 | outage_line_4
Rønne Syd Trf 1 | 55.7625 | Scenario_1 | outage_line_4
Allinge Trf 1 | 19.4837 | Scenario_1 | outage_line_4
Allinge Trf 2 | 0 | Scenario_1 | outage_line_4
Svaneke Trf 1 | 21.8956 | Scenario_1 | outage_line_4
Viadukten Trf 1 | 11.0103 | Scenario_1 | outage_line_4
Rønne Nord Trf 1 | 12.6025 | Scenario_1 | outage_line_4
Poulsker Trf 1 | 14.2718 | Scenario_1 | outage_line_4
Vesthavnen Trf 1 | 38.3773 | Scenario_1 | outage_line_4
Gudhjem Trf 1 | 17.6197 | Scenario_1 | outage_line_4
Borrby | 24.5394 | Scenario_1 | outage_line_5
Trf blok 6 |  | Scenario_1 | outage_line_5
Trf blok 5 |  | Scenario_1 | outage_line_5
Trf Vaerket 1 |  | Scenario_1 | outage_line_5
Trf Vaerket 1 - 1 |  | Scenario_1 | outage_line_5
Værket Trf 2 |  | Scenario_1 | outage_line_5
Snorrebakken Trf |  | Scenario_1 | outage_line_5
Hasle Trf 1 | 0 | Scenario_1 | outage_line_5
Hasle Trf 2 | 17.7897 | Scenario_1 | outage_line_5
Olsker Trf 1 | 34.9277 | Scenario_1 | outage_line_5
Olsker Trf 2 | 0 | Scenario_1 | outage_line_5
Østerlars Trf 1 | 11.4775 | Scenario_1 | outage_line_5
Aakirkeby Trf 22 | 3.2426 | Scenario_1 | outage_line_5
Nexø Trf 1 | 23.5717 | Scenario_1 | outage_line_5
Nexø Trf 2 | 0 | Scenario_1 | outage_line_5
Bodilsker Trf 1 | 20.3257 | Scenario_1 | outage_line_5
Rønne Syd Trf 1 | 55.7378 | Scenario_1 | outage_line_5
Allinge Trf 1 | 19.4959 | Scenario_1 | outage_line_5
Allinge Trf 2 | 0 | Scenario_1 | outage_line_5
Svaneke Trf 1 | 21.9132 | Scenario_1 | outage_line_5
Viadukten Trf 1 | 11.0201 | Scenario_1 | outage_line_5
Rønne Nord Trf 1 | 12.614 | Scenario_1 | outage_line_5
Poulsker Trf 1 | 14.2833 | Scenario_1 | outage_line_5
Vesthavnen Trf 1 | 0.47718 | Scenario_1 | outage_line_5
Gudhjem Trf 1 | 17.6324 | Scenario_1 | outage_line_5
Borrby | 25.1237 | Scenario_1 | outage_line_6
Trf blok 6 |  | Scenario_1 | outage_line_6
Trf blok 5 |  | Scenario_1 | outage_line_6
Trf Vaerket 1 |  | Scenario_1 | outage_line_6
Trf Vaerket 1 - 1 |  | Scenario_1 | outage_line_6
Værket Trf 2 |  | Scenario_1 | outage_line_6
Snorrebakken Trf |  | Scenario_1 | outage_line_6
Hasle Trf 1 | 0 | Scenario_1 | outage_line_6
Hasle Trf 2 | 17.9393 | Scenario_1 | outage_line_6
Olsker Trf 1 | 35.5435 | Scenario_1 | outage_line_6
Olsker Trf 2 | 0 | Scenario_1 | outage_line_6
Østerlars Trf 1 | 11.8717 | Scenario_1 | outage_line_6
Aakirkeby Trf 22 | 3.4533 | Scenario_1 | outage_line_6
Nexø Trf 1 | 24.8192 | Scenario_1 | outage_line_6
Nexø Trf 2 | 0 | Scenario_1 | outage_line_6
Bodilsker Trf 1 | 19.5598 | Scenario_1 | outage_line_6
Rønne Syd Trf 1 | 53.8516 | Scenario_1 | outage_line_6
Allinge Trf 1 | 19.8342 | Scenario_1 | outage_line_6
Allinge Trf 2 | 0 | Scenario_1 | outage_line_6
Svaneke Trf 1 | 23.0258 | Scenario_1 | outage_line_6
Viadukten Trf 1 | 11.8986 | Scenario_1 | outage_line_6
Rønne Nord Trf 1 | 13.6441 | Scenario_1 | outage_line_6
Poulsker Trf 1 | 15.0378 | Scenario_1 | outage_line_6
Vesthavnen Trf 1 | 0.47718 | Scenario_1 | outage_line_6
Gudhjem Trf 1 | 18.252 | Scenario_1 | outage_line_6
Borrby | 23.8855 | Scenario_1 | outage_line_7
Trf blok 6 |  | Scenario_1 | outage_line_7
Trf blok 5 |  | Scenario_1 | outage_line_7
Trf Vaerket 1 |  | Scenario_1 | outage_line_7
Trf Vaerket 1 - 1 |  | Scenario_1 | outage_line_7
Værket Trf 2 |  | Scenario_1 | outage_line_7
Snorrebakken Trf |  | Scenario_1 | outage_line_7
Hasle Trf 1 | 0 | Scenario_1 | outage_line_7
Hasle Trf 2 | 17.8504 | Scenario_1 | outage_line_7
Olsker Trf 1 | 35.3245 | Scenario_1 | outage_line_7
Olsker Trf 2 | 0 | Scenario_1 | outage_line_7
Østerlars Trf 1 | 11.7755 | Scenario_1 | outage_line_7
Aakirkeby Trf 22 | 3.4129 | Scenario_1 | outage_line_7
Nexø Trf 1 | 24.5593 | Scenario_1 | outage_line_7
Nexø Trf 2 | 0 | Scenario_1 | outage_line_7
Bodilsker Trf 1 | 19.7107 | Scenario_1 | outage_line_7
Rønne Syd Trf 1 | 54.1548 | Scenario_1 | outage_line_7
Allinge Trf 1 | 19.7138 | Scenario_1 | outage_line_7
Allinge Trf 2 | 0 | Scenario_1 | outage_line_7
Svaneke Trf 1 | 22.7903 | Scenario_1 | outage_line_7
Viadukten Trf 1 | 11.7391 | Scenario_1 | outage_line_7
Rønne Nord Trf 1 |  | Scenario_1 | outage_line_7
Poulsker Trf 1 | 14.8815 | Scenario_1 | outage_line_7
Vesthavnen Trf 1 | 0.47718 | Scenario_1 | outage_line_7
Gudhjem Trf 1 | 18.1009 | Scenario_1 | outage_line_7
Borrby | 22.9453 | Scenario_1 | outage_line_8
Trf blok 6 |  | Scenario_1 | outage_line_8
Trf blok 5 |  | Scenario_1 | outage_line_8
Trf Vaerket 1 |  | Scenario_1 | outage_line_8
Trf Vaerket 1 - 1 |  | Scenario_1 | outage_line_8
Værket Trf 2 |  | Scenario_1 | outage_line_8
Snorrebakken Trf |  | Scenario_1 | outage_line_8
Hasle Trf 1 | 0 | Scenario_1 | outage_line_8
Hasle Trf 2 | 17.7778 | Scenario_1 | outage_line_8
Olsker Trf 1 | 35.1459 | Scenario_1 | outage_line_8
Olsker Trf 2 | 0 | Scenario_1 | outage_line_8
Østerlars Trf 1 | 11.6973 | Scenario_1 | outage_line_8
Aakirkeby Trf 22 | 3.3804 | Scenario_1 | outage_line_8
Nexø Trf 1 | 24.3489 | Scenario_1 | outage_line_8
Nexø Trf 2 | 0 | Scenario_1 | outage_line_8
Bodilsker Trf 1 | 19.8356 | Scenario_1 | outage_line_8
Rønne Syd Trf 1 | 54.4106 | Scenario_1 | outage_line_8
Allinge Trf 1 | 19.6157 | Scenario_1 | outage_line_8
Allinge Trf 2 | 0 | Scenario_1 | outage_line_8
Svaneke Trf 1 | 22.5999 | Scenario_1 | outage_line_8
Viadukten Trf 1 |  | Scenario_1 | outage_line_8
Rønne Nord Trf 1 |  | Scenario_1 | outage_line_8
Poulsker Trf 1 | 14.755 | Scenario_1 | outage_line_8
Vesthavnen Trf 1 | 0.47718 | Scenario_1 | outage_line_8
Gudhjem Trf 1 | 17.9781 | Scenario_1 | outage_line_8
Borrby | 24.6763 | Scenario_1 | outage_line_9
Trf blok 6 |  | Scenario_1 | outage_line_9
Trf blok 5 |  | Scenario_1 | outage_line_9
Trf Vaerket 1 |  | Scenario_1 | outage_line_9
Trf Vaerket 1 - 1 |  | Scenario_1 | outage_line_9
Værket Trf 2 |  | Scenario_1 | outage_line_9
Snorrebakken Trf |  | Scenario_1 | outage_line_9
Hasle Trf 1 | 0 | Scenario_1 | outage_line_9
Hasle Trf 2 | 17.3875 | Scenario_1 | outage_line_9
Olsker Trf 1 | 34.1976 | Scenario_1 | outage_line_9
Olsker Trf 2 | 0 | Scenario_1 | outage_line_9
Østerlars Trf 1 | 11.2897 | Scenario_1 | outage_line_9
Aakirkeby Trf 22 | 3.2149 | Scenario_1 | outage_line_9
Nexø Trf 1 | 23.265 | Scenario_1 | outage_line_9
Nexø Trf 2 | 0 | Scenario_1 | outage_line_9
Bodilsker Trf 1 | 20.5211 | Scenario_1 | outage_line_9
Rønne Syd Trf 1 |  | Scenario_1 | outage_line_9
Allinge Trf 1 | 19.0956 | Scenario_1 | outage_line_9
Allinge Trf 2 | 0 | Scenario_1 | outage_line_9
Svaneke Trf 1 | 21.6196 | Scenario_1 | outage_line_9
Viadukten Trf 1 |  | Scenario_1 | outage_line_9
Rønne Nord Trf 1 |  | Scenario_1 | outage_line_9
Poulsker Trf 1 | 14.1055 | Scenario_1 | outage_line_9
Vesthavnen Trf 1 | 0.47718 | Scenario_1 | outage_line_9
Gudhjem Trf 1 | 17.3369 | Scenario_1 | outage_line_9
Borrby | 24.7394 | Scenario_1 | outage_line_10
Trf blok 6 |  | Scenario_1 | outage_line_10
Trf blok 5 |  | Scenario_1 | outage_line_10
Trf Vaerket 1 |  | Scenario_1 | outage_line_10
Trf Vaerket 1 - 1 |  | Scenario_1 | outage_line_10
Værket Trf 2 |  | Scenario_1 | outage_line_10
Snorrebakken Trf |  | Scenario_1 | outage_line_10
Hasle Trf 1 | 0 | Scenario_1 | outage_line_10
Hasle Trf 2 | 17.3336 | Scenario_1 | outage_line_10
Olsker Trf 1 | 34.0666 | Scenario_1 | outage_line_10
Olsker Trf 2 | 0 | Scenario_1 | outage_line_10
Østerlars Trf 1 | 11.2338 | Scenario_1 | outage_line_10
Aakirkeby Trf 22 |  | Scenario_1 | outage_line_10
Nexø Trf 1 | 23.1172 | Scenario_1 | outage_line_10
Nexø Trf 2 | 0 | Scenario_1 | outage_line_10
Bodilsker Trf 1 | 20.6206 | Scenario_1 | outage_line_10
Rønne Syd Trf 1 |  | Scenario_1 | outage_line_10
Allinge Trf 1 | 19.0238 | Scenario_1 | outage_line_10
Allinge Trf 2 | 0 | Scenario_1 | outage_line_10
Svaneke Trf 1 | 21.4863 | Scenario_1 | outage_line_10
Viadukten Trf 1 |  | Scenario_1 | outage_line_10
Rønne Nord Trf 1 |  | Scenario_1 | outage_line_10
Poulsker Trf 1 | 14.017 | Scenario_1 | outage_line_10
Vesthavnen Trf 1 | 0.47718 | Scenario_1 | outage_line_10
Gudhjem Trf 1 | 17.2489 | Scenario_1 | outage_line_10
Borrby | 22.6318 | Scenario_1 | outage_line_11
Trf blok 6 |  | Scenario_1 | outage_line_11
Trf blok 5 |  | Scenario_1 | outage_line_11
Trf Vaerket 1 |  | Scenario_1 | outage_line_11
Trf Vaerket 1 - 1 |  | Scenario_1 | outage_line_11
Værket Trf 2 |  | Scenario_1 | outage_line_11
Snorrebakken Trf |  | Scenario_1 | outage_line_11
Hasle Trf 1 | 0 | Scenario_1 | outage_line_11
Hasle Trf 2 | 17.3083 | Scenario_1 | outage_line_11
Olsker Trf 1 | 34.0027 | Scenario_1 | outage_line_11
Olsker Trf 2 | 0 | Scenario_1 | outage_line_11
Østerlars Trf 1 | 11.2056 | Scenario_1 | outage_line_11
Aakirkeby Trf 22 |  | Scenario_1 | outage_line_11
Nexø Trf 1 | 23.0413 | Scenario_1 | outage_line_11
Nexø Trf 2 | 0 | Scenario_1 | outage_line_11
Bodilsker Trf 1 | 20.6727 | Scenario_1 | outage_line_11
Rønne Syd Trf 1 |  | Scenario_1 | outage_line_11
Allinge Trf 1 | 18.9889 | Scenario_1 | outage_line_11
Allinge Trf 2 | 0 | Scenario_1 | outage_line_11
Svaneke Trf 1 | 21.4182 | Scenario_1 | outage_line_11
Viadukten Trf 1 |  | Scenario_1 | outage_line_11
Rønne Nord Trf 1 |  | Scenario_1 | outage_line_11
Poulsker Trf 1 |  | Scenario_1 | outage_line_11
Vesthavnen Trf 1 | 0.47718 | Scenario_1 | outage_line_11
Gudhjem Trf 1 | 17.2045 | Scenario_1 | outage_line_11
Borrby | 22.0682 | Scenario_1 | outage_line_12
Trf blok 6 |  | Scenario_1 | outage_line_12
Trf blok 5 |  | Scenario_1 | outage_line_12
Trf Vaerket 1 |  | Scenario_1 | outage_line_12
Trf Vaerket 1 - 1 |  | Scenario_1 | outage_line_12
Værket Trf 2 |  | Scenario_1 | outage_line_12
Snorrebakken Trf |  | Scenario_1 | outage_line_12
Hasle Trf 1 | 0 | Scenario_1 | outage_line_12
Hasle Trf 2 | 17.3413 | Scenario_1 | outage_line_12
Olsker Trf 1 | 34.082 | Scenario_1 | outage_line_12
Olsker Trf 2 | 0 | Scenario_1 | outage_line_12
Østerlars Trf 1 | 11.2392 | Scenario_1 | outage_line_12
Aakirkeby Trf 22 |  | Scenario_1 | outage_line_12
Nexø Trf 1 | 23.1535 | Scenario_1 | outage_line_12
Nexø Trf 2 | 0 | Scenario_1 | outage_line_12
Bodilsker Trf 1 | 20.6146 | Scenario_1 | outage_line_12
Rønne Syd Trf 1 |  | Scenario_1 | outage_line_12
Allinge Trf 1 | 19.0323 | Scenario_1 | outage_line_12
Allinge Trf 2 | 0 | Scenario_1 | outage_line_12
Svaneke Trf 1 | 21.5075 | Scenario_1 | outage_line_12
Viadukten Trf 1 |  | Scenario_1 | outage_line_12
Rønne Nord Trf 1 |  | Scenario_1 | outage_line_12
Poulsker Trf 1 |  | Scenario_1 | outage_line_12
Vesthavnen Trf 1 | 0.47718 | Scenario_1 | outage_line_12
Gudhjem Trf 1 | 17.2574 | Scenario_1 | outage_line_12
Borrby | 24.9207 | Scenario_1 | outage_line_13
Trf blok 6 |  | Scenario_1 | outage_line_13
Trf blok 5 |  | Scenario_1 | outage_line_13
Trf Vaerket 1 |  | Scenario_1 | outage_line_13
Trf Vaerket 1 - 1 |  | Scenario_1 | outage_line_13
Værket Trf 2 |  | Scenario_1 | outage_line_13
Snorrebakken Trf |  | Scenario_1 | outage_line_13
Hasle Trf 1 | 0 | Scenario_1 | outage_line_13
Hasle Trf 2 | 17.1851 | Scenario_1 | outage_line_13
Olsker Trf 1 | 33.7062 | Scenario_1 | outage_line_13
Olsker Trf 2 | 0 | Scenario_1 | outage_line_13
Østerlars Trf 1 | 11.0807 | Scenario_1 | outage_line_13
Aakirkeby Trf 22 |  | Scenario_1 | outage_line_13
Nexø Trf 1 | 22.7496 | Scenario_1 | outage_line_13
Nexø Trf 2 | 0 | Scenario_1 | outage_line_13
Bodilsker Trf 1 |  | Scenario_1 | outage_line_13
Rønne Syd Trf 1 |  | Scenario_1 | outage_line_13
Allinge Trf 1 | 18.8267 | Scenario_1 | outage_line_13
Allinge Trf 2 | 0 | Scenario_1 | outage_line_13
Svaneke Trf 1 | 21.1371 | Scenario_1 | outage_line_13
Viadukten Trf 1 |  | Scenario_1 | outage_line_13
Rønne Nord Trf 1 |  | Scenario_1 | outage_line_13
Poulsker Trf 1 |  | Scenario_1 | outage_line_13
Vesthavnen Trf 1 | 0.47718 | Scenario_1 | outage_line_13
Gudhjem Trf 1 | 17.0079 | Scenario_1 | outage_line_13
Borrby | 20.3709 | Scenario_1 | outage_line_14
Trf blok 6 |  | Scenario_1 | outage_line_14
Trf blok 5 |  | Scenario_1 | outage_line_14
Trf Vaerket 1 |  | Scenario_1 | outage_line_14
Trf Vaerket 1 - 1 |  | Scenario_1 | outage_line_14
Værket Trf 2 |  | Scenario_1 | outage_line_14
Snorrebakken Trf |  | Scenario_1 | outage_line_14
Hasle Trf 1 | 0 | Scenario_1 | outage_line_14
Hasle Trf 2 | 17.1922 | Scenario_1 | outage_line_14
Olsker Trf 1 | 33.7176 | Scenario_1 | outage_line_14
Olsker Trf 2 | 0 | Scenario_1 | outage_line_14
Østerlars Trf 1 | 11.0831 | Scenario_1 | outage_line_14
Aakirkeby Trf 22 |  | Scenario_1 | outage_line_14
Nexø Trf 1 |  | Scenario_1 | outage_line_14
Nexø Trf 2 |  | Scenario_1 | outage_line_14
Bodilsker Trf 1 |  | Scenario_1 | outage_line_14
Rønne Syd Trf 1 |  | Scenario_1 | outage_line_14
Allinge Trf 1 | 18.8329 | Scenario_1 | outage_line_14
Allinge Trf 2 | 0 | Scenario_1 | outage_line_14
Svaneke Trf 1 | 21.129 | Scenario_1 | outage_line_14
Viadukten Trf 1 |  | Scenario_1 | outage_line_14
Rønne Nord Trf 1 |  | Scenario_1 | outage_line_14
Poulsker Trf 1 |  | Scenario_1 | outage_line_14
Vesthavnen Trf 1 | 0.47718 | Scenario_1 | outage_line_14
Gudhjem Trf 1 | 17.0116 | Scenario_1 | outage_line_14
Borrby | 19.3019 | Scenario_1 | outage_line_15
Trf blok 6 |  | Scenario_1 | outage_line_15
Trf blok 5 |  | Scenario_1 | outage_line_15
Trf Vaerket 1 |  | Scenario_1 | outage_line_15
Trf Vaerket 1 - 1 |  | Scenario_1 | outage_line_15
Værket Trf 2 |  | Scenario_1 | outage_line_15
Snorrebakken Trf |  | Scenario_1 | outage_line_15
Hasle Trf 1 | 0 | Scenario_1 | outage_line_15
Hasle Trf 2 | 17.1259 | Scenario_1 | outage_line_15
Olsker Trf 1 | 33.5547 | Scenario_1 | outage_line_15
Olsker Trf 2 | 0 | Scenario_1 | outage_line_15
Østerlars Trf 1 | 11.0132 | Scenario_1 | outage_line_15
Aakirkeby Trf 22 |  | Scenario_1 | outage_line_15
Nexø Trf 1 |  | Scenario_1 | outage_line_15
Nexø Trf 2 |  | Scenario_1 | outage_line_15
Bodilsker Trf 1 |  | Scenario_1 | outage_line_15
Rønne Syd Trf 1 |  | Scenario_1 | outage_line_15
Allinge Trf 1 | 18.7439 | Scenario_1 | outage_line_15
Allinge Trf 2 | 0 | Scenario_1 | outage_line_15
Svaneke Trf 1 |  | Scenario_1 | outage_line_15
Viadukten Trf 1 |  | Scenario_1 | outage_line_15
Rønne Nord Trf 1 |  | Scenario_1 | outage_line_15
Poulsker Trf 1 |  | Scenario_1 | outage_line_15
Vesthavnen Trf 1 | 0.47718 | Scenario_1 | outage_line_15
Gudhjem Trf 1 | 16.9015 | Scenario_1 | outage_line_15
Borrby | 19.1344 | Scenario_1 | outage_line_16
Trf blok 6 |  | Scenario_1 | outage_line_16
Trf blok 5 |  | Scenario_1 | outage_line_16
Trf Vaerket 1 |  | Scenario_1 | outage_line_16
Trf Vaerket 1 - 1 |  | Scenario_1 | outage_line_16
Værket Trf 2 |  | Scenario_1 | outage_line_16
Snorrebakken Trf |  | Scenario_1 | outage_line_16
Hasle Trf 1 | 0 | Scenario_1 | outage_line_16
Hasle Trf 2 | 17.1327 | Scenario_1 | outage_line_16
Olsker Trf 1 | 33.5708 | Scenario_1 | outage_line_16
Olsker Trf 2 | 0 | Scenario_1 | outage_line_16
Østerlars Trf 1 | 11.0199 | Scenario_1 | outage_line_16
Aakirkeby Trf 22 |  | Scenario_1 | outage_line_16
Nexø Trf 1 |  | Scenario_1 | outage_line_16
Nexø Trf 2 |  | Scenario_1 | outage_line_16
Bodilsker Trf 1 |  | Scenario_1 | outage_line_16
Rønne Syd Trf 1 |  | Scenario_1 | outage_line_16
Allinge Trf 1 | 18.7527 | Scenario_1 | outage_line_16
Allinge Trf 2 | 0 | Scenario_1 | outage_line_16
Svaneke Trf 1 |  | Scenario_1 | outage_line_16
Viadukten Trf 1 |  | Scenario_1 | outage_line_16
Rønne Nord Trf 1 |  | Scenario_1 | outage_line_16
Poulsker Trf 1 |  | Scenario_1 | outage_line_16
Vesthavnen Trf 1 | 0.47718 | Scenario_1 | outage_line_16
Gudhjem Trf 1 | 16.9121 | Scenario_1 | outage_line_16
Borrby | 17.0512 | Scenario_1 | outage_line_17
Trf blok 6 |  | Scenario_1 | outage_line_17
Trf blok 5 |  | Scenario_1 | outage_line_17
Trf Vaerket 1 |  | Scenario_1 | outage_line_17
Trf Vaerket 1 - 1 |  | Scenario_1 | outage_line_17
Værket Trf 2 |  | Scenario_1 | outage_line_17
Snorrebakken Trf |  | Scenario_1 | outage_line_17
Hasle Trf 1 | 0 | Scenario_1 | outage_line_17
Hasle Trf 2 | 17.1673 | Scenario_1 | outage_line_17
Olsker Trf 1 | 33.6517 | Scenario_1 | outage_line_17
Olsker Trf 2 | 0 | Scenario_1 | outage_line_17
Østerlars Trf 1 | 11.0526 | Scenario_1 | outage_line_17
Aakirkeby Trf 22 |  | Scenario_1 | outage_line_17
Nexø Trf 1 |  | Scenario_1 | outage_line_17
Nexø Trf 2 |  | Scenario_1 | outage_line_17
Bodilsker Trf 1 |  | Scenario_1 | outage_line_17
Rønne Syd Trf 1 |  | Scenario_1 | outage_line_17
Allinge Trf 1 | 18.7969 | Scenario_1 | outage_line_17
Allinge Trf 2 | 0 | Scenario_1 | outage_line_17
Svaneke Trf 1 |  | Scenario_1 | outage_line_17
Viadukten Trf 1 |  | Scenario_1 | outage_line_17
Rønne Nord Trf 1 |  | Scenario_1 | outage_line_17
Poulsker Trf 1 |  | Scenario_1 | outage_line_17
Vesthavnen Trf 1 | 0.47718 | Scenario_1 | outage_line_17
Gudhjem Trf 1 |  | Scenario_1 | outage_line_17
Borrby | 16.929 | Scenario_1 | outage_line_18
Trf blok 6 |  | Scenario_1 | outage_line_18
Trf blok 5 |  | Scenario_1 | outage_line_18
Trf Vaerket 1 |  | Scenario_1 | outage_line_18
Trf Vaerket 1 - 1 |  | Scenario_1 | outage_line_18
Værket Trf 2 |  | Scenario_1 | outage_line_18
Snorrebakken Trf |  | Scenario_1 | outage_line_18
Hasle Trf 1 | 0 | Scenario_1 | outage_line_18
Hasle Trf 2 | 17.0729 | Scenario_1 | outage_line_18
Olsker Trf 1 | 33.4213 | Scenario_1 | outage_line_18
Olsker Trf 2 | 0 | Scenario_1 | outage_line_18
Østerlars Trf 1 |  | Scenario_1 | outage_line_18
Aakirkeby Trf 22 |  | Scenario_1 | outage_line_18
Nexø Trf 1 |  | Scenario_1 | outage_line_18
Nexø Trf 2 |  | Scenario_1 | outage_line_18
Bodilsker Trf 1 |  | Scenario_1 | outage_line_18
Rønne Syd Trf 1 |  | Scenario_1 | outage_line_18
Allinge Trf 1 | 18.671 | Scenario_1 | outage_line_18
Allinge Trf 2 | 0 | Scenario_1 | outage_line_18
Svaneke Trf 1 |  | Scenario_1 | outage_line_18
Viadukten Trf 1 |  | Scenario_1 | outage_line_18
Rønne Nord Trf 1 |  | Scenario_1 | outage_line_18
Poulsker Trf 1 |  | Scenario_1 | outage_line_18
Vesthavnen Trf 1 | 0.47718 | Scenario_1 | outage_line_18
Gudhjem Trf 1 |  | Scenario_1 | outage_line_18
Borrby | 17.8998 | Scenario_1 | outage_line_19
Trf blok 6 |  | Scenario_1 | outage_line_19
Trf blok 5 |  | Scenario_1 | outage_line_19
Trf Vaerket 1 |  | Scenario_1 | outage_line_19
Trf Vaerket 1 - 1 |  | Scenario_1 | outage_line_19
Værket Trf 2 |  | Scenario_1 | outage_line_19
Snorrebakken Trf |  | Scenario_1 | outage_line_19
Hasle Trf 1 | 0 | Scenario_1 | outage_line_19
Hasle Trf 2 | 16.9918 | Scenario_1 | outage_line_19
Olsker Trf 1 | 33.2252 | Scenario_1 | outage_line_19
Olsker Trf 2 | 0 | Scenario_1 | outage_line_19
Østerlars Trf 1 |  | Scenario_1 | outage_line_19
Aakirkeby Trf 22 |  | Scenario_1 | outage_line_19
Nexø Trf 1 |  | Scenario_1 | outage_line_19
Nexø Trf 2 |  | Scenario_1 | outage_line_19
Bodilsker Trf 1 |  | Scenario_1 | outage_line_19
Rønne Syd Trf 1 |  | Scenario_1 | outage_line_19
Allinge Trf 1 |  | Scenario_1 | outage_line_19
Allinge Trf 2 |  | Scenario_1 | outage_line_19
Svaneke Trf 1 |  | Scenario_1 | outage_line_19
Viadukten Trf 1 |  | Scenario_1 | outage_line_19
Rønne Nord Trf 1 |  | Scenario_1 | outage_line_19
Poulsker Trf 1 |  | Scenario_1 | outage_line_19
Vesthavnen Trf 1 | 0.47718 | Scenario_1 | outage_line_19
Gudhjem Trf 1 |  | Scenario_1 | outage_line_19
Borrby | 17.5464 | Scenario_1 | outage_line_20
Trf blok 6 |  | Scenario_1 | outage_line_20
Trf blok 5 |  | Scenario_1 | outage_line_20
Trf Vaerket 1 |  | Scenario_1 | outage_line_20
Trf Vaerket 1 - 1 |  | Scenario_1 | outage_line_20
Værket Trf 2 |  | Scenario_1 | outage_line_20
Snorrebakken Trf |  | Scenario_1 | outage_line_20
Hasle Trf 1 | 0 | Scenario_1 | outage_line_20
Hasle Trf 2 | 16.9425 | Scenario_1 | outage_line_20
Olsker Trf 1 |  | Scenario_1 | outage_line_20
Olsker Trf 2 |  | Scenario_1 | outage_line_20
Østerlars Trf 1 |  | Scenario_1 | outage_line_20
Aakirkeby Trf 22 |  | Scenario_1 | outage_line_20
Nexø Trf 1 |  | Scenario_1 | outage_line_20
Nexø Trf 2 |  | Scenario_1 | outage_line_20
Bodilsker Trf 1 |  | Scenario_1 | outage_line_20
Rønne Syd Trf 1 |  | Scenario_1 | outage_line_20
Allinge Trf 1 |  | Scenario_1 | outage_line_20
Allinge Trf 2 |  | Scenario_1 | outage_line_20
Svaneke Trf 1 |  | Scenario_1 | outage_line_20
Viadukten Trf 1 |  | Scenario_1 | outage_line_20
Rønne Nord Trf 1 |  | Scenario_1 | outage_line_20
Poulsker Trf 1 |  | Scenario_1 | outage_line_20
Vesthavnen Trf 1 | 0.47718 | Scenario_1 | outage_line_20
Gudhjem Trf 1 |  | Scenario_1 | outage_line_20
Borrby | 17.8784 | Scenario_1 | outage_line_21
Trf blok 6 |  | Scenario_1 | outage_line_21
Trf blok 5 |  | Scenario_1 | outage_line_21
Trf Vaerket 1 |  | Scenario_1 | outage_line_21
Trf Vaerket 1 - 1 |  | Scenario_1 | outage_line_21
Værket Trf 2 |  | Scenario_1 | outage_line_21
Snorrebakken Trf |  | Scenario_1 | outage_line_21
Hasle Trf 1 |  | Scenario_1 | outage_line_21
Hasle Trf 2 |  | Scenario_1 | outage_line_21
Olsker Trf 1 |  | Scenario_1 | outage_line_21
Olsker Trf 2 |  | Scenario_1 | outage_line_21
Østerlars Trf 1 |  | Scenario_1 | outage_line_21
Aakirkeby Trf 22 |  | Scenario_1 | outage_line_21
Nexø Trf 1 |  | Scenario_1 | outage_line_21
Nexø Trf 2 |  | Scenario_1 | outage_line_21
Bodilsker Trf 1 |  | Scenario_1 | outage_line_21
Rønne Syd Trf 1 |  | Scenario_1 | outage_line_21
Allinge Trf 1 |  | Scenario_1 | outage_line_21
Allinge Trf 2 |  | Scenario_1 | outage_line_21
Svaneke Trf 1 |  | Scenario_1 | outage_line_21
Viadukten Trf 1 |  | Scenario_1 | outage_line_21
Rønne Nord Trf 1 |  | Scenario_1 | outage_line_21
Poulsker Trf 1 |  | Scenario_1 | outage_line_21
Vesthavnen Trf 1 | 0.47718 | Scenario_1 | outage_line_21
Gudhjem Trf 1 |  | Scenario_1 | outage_line_21
Borrby | 1.6362 | Scenario_1 | outage_line_22
Trf blok 6 |  | Scenario_1 | outage_line_22
Trf blok 5 |  | Scenario_1 | outage_line_22
Trf Vaerket 1 |  | Scenario_1 | outage_line_22
Trf Vaerket 1 - 1 |  | Scenario_1 | outage_line_22
Værket Trf 2 |  | Scenario_1 | outage_line_22
Snorrebakken Trf |  | Scenario_1 | outage_line_22
Hasle Trf 1 |  | Scenario_1 | outage_line_22
Hasle Trf 2 |  | Scenario_1 | outage_line_22
Olsker Trf 1 |  | Scenario_1 | outage_line_22
Olsker Trf 2 |  | Scenario_1 | outage_line_22
Østerlars Trf 1 |  | Scenario_1 | outage_line_22
Aakirkeby Trf 22 |  | Scenario_1 | outage_line_22
Nexø Trf 1 |  | Scenario_1 | outage_line_22
Nexø Trf 2 |  | Scenario_1 | outage_line_22
Bodilsker Trf 1 |  | Scenario_1 | outage_line_22
Rønne Syd Trf 1 |  | Scenario_1 | outage_line_22
Allinge Trf 1 |  | Scenario_1 | outage_line_22
Allinge Trf 2 |  | Scenario_1 | outage_line_22
Svaneke Trf 1 |  | Scenario_1 | outage_line_22
Viadukten Trf 1 |  | Scenario_1 | outage_line_22
Rønne Nord Trf 1 |  | Scenario_1 | outage_line_22
Poulsker Trf 1 |  | Scenario_1 | outage_line_22
Vesthavnen Trf 1 | 0.47718 | Scenario_1 | outage_line_22
Gudhjem Trf 1 |  | Scenario_1 | outage_line_22
Borrby | 20.2587 | Scenario_2 | outage_line_0
Trf blok 6 |  | Scenario_2 | outage_line_0
Trf blok 5 |  | Scenario_2 | outage_line_0
Trf Vaerket 1 |  | Scenario_2 | outage_line_0
Trf Vaerket 1 - 1 |  | Scenario_2 | outage_line_0
Værket Trf 2 | 13.7892 | Scenario_2 | outage_line_0
Snorrebakken Trf | 19.2277 | Scenario_2 | outage_line_0
Hasle Trf 1 | 0 | Scenario_2 | outage_line_0
Hasle Trf 2 | 19.1446 | Scenario_2 | outage_line_0
Olsker Trf 1 | 35.5995 | Scenario_2 | outage_line_0
Olsker Trf 2 | 0 | Scenario_2 | outage_line_0
Østerlars Trf 1 | 11.5343 | Scenario_2 | outage_line_0
Aakirkeby Trf 22 | 3.8343 | Scenario_2 | outage_line_0
Nexø Trf 1 | 22.7228 | Scenario_2 | outage_line_0
Nexø Trf 2 | 0 | Scenario_2 | outage_line_0
Bodilsker Trf 1 | 40.4033 | Scenario_2 | outage_line_0
Rønne Syd Trf 1 | 56.5697 | Scenario_2 | outage_line_0
Allinge Trf 1 | 22.3496 | Scenario_2 | outage_line_0
Allinge Trf 2 | 0 | Scenario_2 | outage_line_0
Svaneke Trf 1 | 20.3576 | Scenario_2 | outage_line_0
Viadukten Trf 1 | 11.5145 | Scenario_2 | outage_line_0
Rønne Nord Trf 1 | 12.2652 | Scenario_2 | outage_line_0
Poulsker Trf 1 | 14.2279 | Scenario_2 | outage_line_0
Vesthavnen Trf 1 | 2.2058 | Scenario_2 | outage_line_0
Gudhjem Trf 1 | 17.5767 | Scenario_2 | outage_line_0
Borrby | 18.1409 | Scenario_2 | outage_line_1
Trf blok 6 |  | Scenario_2 | outage_line_1
Trf blok 5 |  | Scenario_2 | outage_line_1
Trf Vaerket 1 |  | Scenario_2 | outage_line_1
Trf Vaerket 1 - 1 |  | Scenario_2 | outage_line_1
Værket Trf 2 | 13.8052 | Scenario_2 | outage_line_1
Snorrebakken Trf |  | Scenario_2 | outage_line_1
Hasle Trf 1 | 0 | Scenario_2 | outage_line_1
Hasle Trf 2 | 19.1283 | Scenario_2 | outage_line_1
Olsker Trf 1 | 35.5718 | Scenario_2 | outage_line_1
Olsker Trf 2 | 0 | Scenario_2 | outage_line_1
Østerlars Trf 1 | 11.5274 | Scenario_2 | outage_line_1
Aakirkeby Trf 22 | 3.8314 | Scenario_2 | outage_line_1
Nexø Trf 1 | 22.7122 | Scenario_2 | outage_line_1
Nexø Trf 2 | 0 | Scenario_2 | outage_line_1
Bodilsker Trf 1 | 35.9996 | Scenario_2 | outage_line_1
Rønne Syd Trf 1 | 56.5976 | Scenario_2 | outage_line_1
Allinge Trf 1 | 22.3322 | Scenario_2 | outage_line_1
Allinge Trf 2 | 0 | Scenario_2 | outage_line_1
Svaneke Trf 1 | 20.3479 | Scenario_2 | outage_line_1
Viadukten Trf 1 | 11.5022 | Scenario_2 | outage_line_1
Rønne Nord Trf 1 | 12.2523 | Scenario_2 | outage_line_1
Poulsker Trf 1 | 14.2217 | Scenario_2 | outage_line_1
Vesthavnen Trf 1 | 2.2043 | Scenario_2 | outage_line_1
Gudhjem Trf 1 | 17.5659 | Scenario_2 | outage_line_1
Borrby | 18.2169 | Scenario_2 | outage_line_2
Trf blok 6 |  | Scenario_2 | outage_line_2
Trf blok 5 |  | Scenario_2 | outage_line_2
Trf Vaerket 1 |  | Scenario_2 | outage_line_2
Trf Vaerket 1 - 1 |  | Scenario_2 | outage_line_2
Værket Trf 2 | 13.784 | Scenario_2 | outage_line_2
Snorrebakken Trf |  | Scenario_2 | outage_line_2
Hasle Trf 1 | 0 | Scenario_2 | outage_line_2
Hasle Trf 2 | 19.1475 | Scenario_2 | outage_line_2
Olsker Trf 1 | 35.6087 | Scenario_2 | outage_line_2
Olsker Trf 2 | 0 | Scenario_2 | outage_line_2
Østerlars Trf 1 | 11.5394 | Scenario_2 | outage_line_2
Aakirkeby Trf 22 | 3.8361 | Scenario_2 | outage_line_2
Nexø Trf 1 | 22.7374 | Scenario_2 | outage_line_2
Nexø Trf 2 | 0 | Scenario_2 | outage_line_2
Bodilsker Trf 1 | 35.2768 | Scenario_2 | outage_line_2
Rønne Syd Trf 1 | 56.5623 | Scenario_2 | outage_line_2
Allinge Trf 1 | 22.3553 | Scenario_2 | outage_line_2
Allinge Trf 2 | 0 | Scenario_2 | outage_line_2
Svaneke Trf 1 | 20.3702 | Scenario_2 | outage_line_2
Viadukten Trf 1 | 11.517 | Scenario_2 | outage_line_2
Rønne Nord Trf 1 | 12.2648 | Scenario_2 | outage_line_2
Poulsker Trf 1 | 14.2371 | Scenario_2 | outage_line_2
Vesthavnen Trf 1 | 2.2053 | Scenario_2 | outage_line_2
Gudhjem Trf 1 | 17.5846 | Scenario_2 | outage_line_2
Borrby | 18.2948 | Scenario_2 | outage_line_3
Trf blok 6 |  | Scenario_2 | outage_line_3
Trf blok 5 |  | Scenario_2 | outage_line_3
Trf Vaerket 1 |  | Scenario_2 | outage_line_3
Trf Vaerket 1 - 1 |  | Scenario_2 | outage_line_3
Værket Trf 2 | 13.7608 | Scenario_2 | outage_line_3
Snorrebakken Trf |  | Scenario_2 | outage_line_3
Hasle Trf 1 | 0 | Scenario_2 | outage_line_3
Hasle Trf 2 | 19.1632 | Scenario_2 | outage_line_3
Olsker Trf 1 | 35.6391 | Scenario_2 | outage_line_3
Olsker Trf 2 | 0 | Scenario_2 | outage_line_3
Østerlars Trf 1 | 11.5494 | Scenario_2 | outage_line_3
Aakirkeby Trf 22 | 3.8399 | Scenario_2 | outage_line_3
Nexø Trf 1 | 22.7583 | Scenario_2 | outage_line_3
Nexø Trf 2 | 0 | Scenario_2 | outage_line_3
Bodilsker Trf 1 | 34.6902 | Scenario_2 | outage_line_3
Rønne Syd Trf 1 | 56.5329 | Scenario_2 | outage_line_3
Allinge Trf 1 | 22.3743 | Scenario_2 | outage_line_3
Allinge Trf 2 | 0 | Scenario_2 | outage_line_3
Svaneke Trf 1 | 20.3886 | Scenario_2 | outage_line_3
Viadukten Trf 1 | 11.5267 | Scenario_2 | outage_line_3
Rønne Nord Trf 1 | 12.2751 | Scenario_2 | outage_line_3
Poulsker Trf 1 | 14.2499 | Scenario_2 | outage_line_3
Vesthavnen Trf 1 | 2.2065 | Scenario_2 | outage_line_3
Gudhjem Trf 1 | 17.6001 | Scenario_2 | outage_line_3
Borrby | 17.9025 | Scenario_2 | outage_line_4
Trf blok 6 |  | Scenario_2 | outage_line_4
Trf blok 5 |  | Scenario_2 | outage_line_4
Trf Vaerket 1 |  | Scenario_2 | outage_line_4
Trf Vaerket 1 - 1 |  | Scenario_2 | outage_line_4
Værket Trf 2 |  | Scenario_2 | outage_line_4
Snorrebakken Trf |  | Scenario_2 | outage_line_4
Hasle Trf 1 | 0 | Scenario_2 | outage_line_4
Hasle Trf 2 | 18.9867 | Scenario_2 | outage_line_4
Olsker Trf 1 | 35.31 | Scenario_2 | outage_line_4
Olsker Trf 2 | 0 | Scenario_2 | outage_line_4
Østerlars Trf 1 | 11.4487 | Scenario_2 | outage_line_4
Aakirkeby Trf 22 | 3.8049 | Scenario_2 | outage_line_4
Nexø Trf 1 | 22.5591 | Scenario_2 | outage_line_4
Nexø Trf 2 | 0 | Scenario_2 | outage_line_4
Bodilsker Trf 1 | 40.7172 | Scenario_2 | outage_line_4
Rønne Syd Trf 1 | 56.794 | Scenario_2 | outage_line_4
Allinge Trf 1 | 22.169 | Scenario_2 | outage_line_4
Allinge Trf 2 | 0 | Scenario_2 | outage_line_4
Svaneke Trf 1 | 20.2116 | Scenario_2 | outage_line_4
Viadukten Trf 1 | 11.416 | Scenario_2 | outage_line_4
Rønne Nord Trf 1 | 12.1587 | Scenario_2 | outage_line_4
Poulsker Trf 1 | 14.1281 | Scenario_2 | outage_line_4
Vesthavnen Trf 1 | 2.1932 | Scenario_2 | outage_line_4
Gudhjem Trf 1 | 17.4432 | Scenario_2 | outage_line_4
Borrby | 17.7728 | Scenario_2 | outage_line_5
Trf blok 6 |  | Scenario_2 | outage_line_5
Trf blok 5 |  | Scenario_2 | outage_line_5
Trf Vaerket 1 |  | Scenario_2 | outage_line_5
Trf Vaerket 1 - 1 |  | Scenario_2 | outage_line_5
Værket Trf 2 |  | Scenario_2 | outage_line_5
Snorrebakken Trf |  | Scenario_2 | outage_line_5
Hasle Trf 1 | 0 | Scenario_2 | outage_line_5
Hasle Trf 2 | 18.9991 | Scenario_2 | outage_line_5
Olsker Trf 1 | 35.3332 | Scenario_2 | outage_line_5
Olsker Trf 2 | 0 | Scenario_2 | outage_line_5
Østerlars Trf 1 | 11.4559 | Scenario_2 | outage_line_5
Aakirkeby Trf 22 | 3.8073 | Scenario_2 | outage_line_5
Nexø Trf 1 | 22.5732 | Scenario_2 | outage_line_5
Nexø Trf 2 | 0 | Scenario_2 | outage_line_5
Bodilsker Trf 1 | 40.0028 | Scenario_2 | outage_line_5
Rønne Syd Trf 1 | 56.7762 | Scenario_2 | outage_line_5
Allinge Trf 1 | 22.1835 | Scenario_2 | outage_line_5
Allinge Trf 2 | 0 | Scenario_2 | outage_line_5
Svaneke Trf 1 | 20.2241 | Scenario_2 | outage_line_5
Viadukten Trf 1 | 11.4236 | Scenario_2 | outage_line_5
Rønne Nord Trf 1 | 12.1668 | Scenario_2 | outage_line_5
Poulsker Trf 1 | 14.1367 | Scenario_2 | outage_line_5
Vesthavnen Trf 1 |  | Scenario_2 | outage_line_5
Gudhjem Trf 1 | 17.4543 | Scenario_2 | outage_line_5
Borrby | 17.8846 | Scenario_2 | outage_line_6
Trf blok 6 |  | Scenario_2 | outage_line_6
Trf blok 5 |  | Scenario_2 | outage_line_6
Trf Vaerket 1 |  | Scenario_2 | outage_line_6
Trf Vaerket 1 - 1 |  | Scenario_2 | outage_line_6
Værket Trf 2 |  | Scenario_2 | outage_line_6
Snorrebakken Trf |  | Scenario_2 | outage_line_6
Hasle Trf 1 | 0 | Scenario_2 | outage_line_6
Hasle Trf 2 | 18.9243 | Scenario_2 | outage_line_6
Olsker Trf 1 | 35.377 | Scenario_2 | outage_line_6
Olsker Trf 2 | 0 | Scenario_2 | outage_line_6
Østerlars Trf 1 | 11.5822 | Scenario_2 | outage_line_6
Aakirkeby Trf 22 | 3.9306 | Scenario_2 | outage_line_6
Nexø Trf 1 | 23.0518 | Scenario_2 | outage_line_6
Nexø Trf 2 | 0 | Scenario_2 | outage_line_6
Bodilsker Trf 1 | 36.8537 | Scenario_2 | outage_line_6
Rønne Syd Trf 1 | 55.6911 | Scenario_2 | outage_line_6
Allinge Trf 1 | 22.2108 | Scenario_2 | outage_line_6
Allinge Trf 2 | 0 | Scenario_2 | outage_line_6
Svaneke Trf 1 | 20.6263 | Scenario_2 | outage_line_6
Viadukten Trf 1 | 11.9307 | Scenario_2 | outage_line_6
Rønne Nord Trf 1 | 12.7189 | Scenario_2 | outage_line_6
Poulsker Trf 1 | 14.4376 | Scenario_2 | outage_line_6
Vesthavnen Trf 1 |  | Scenario_2 | outage_line_6
Gudhjem Trf 1 | 17.6513 | Scenario_2 | outage_line_6
Borrby | 17.3672 | Scenario_2 | outage_line_7
Trf blok 6 |  | Scenario_2 | outage_line_7
Trf blok 5 |  | Scenario_2 | outage_line_7
Trf Vaerket 1 |  | Scenario_2 | outage_line_7
Trf Vaerket 1 - 1 |  | Scenario_2 | outage_line_7
Værket Trf 2 |  | Scenario_2 | outage_line_7
Snorrebakken Trf |  | Scenario_2 | outage_line_7
Hasle Trf 1 | 0 | Scenario_2 | outage_line_7
Hasle Trf 2 | 18.8885 | Scenario_2 | outage_line_7
Olsker Trf 1 | 35.2938 | Scenario_2 | outage_line_7
Olsker Trf 2 | 0 | Scenario_2 | outage_line_7
Østerlars Trf 1 | 11.5465 | Scenario_2 | outage_line_7
Aakirkeby Trf 22 | 3.9101 | Scenario_2 | outage_line_7
Nexø Trf 1 | 22.9602 | Scenario_2 | outage_line_7
Nexø Trf 2 | 0 | Scenario_2 | outage_line_7
Bodilsker Trf 1 | 35.0437 | Scenario_2 | outage_line_7
Rønne Syd Trf 1 | 55.8492 | Scenario_2 | outage_line_7
Allinge Trf 1 | 22.1589 | Scenario_2 | outage_line_7
Allinge Trf 2 | 0 | Scenario_2 | outage_line_7
Svaneke Trf 1 | 20.547 | Scenario_2 | outage_line_7
Viadukten Trf 1 | 11.8515 | Scenario_2 | outage_line_7
Rønne Nord Trf 1 |  | Scenario_2 | outage_line_7
Poulsker Trf 1 | 14.3807 | Scenario_2 | outage_line_7
Vesthavnen Trf 1 |  | Scenario_2 | outage_line_7
Gudhjem Trf 1 | 17.5957 | Scenario_2 | outage_line_7
Borrby | 16.9236 | Scenario_2 | outage_line_8
Trf blok 6 |  | Scenario_2 | outage_line_8
Trf blok 5 |  | Scenario_2 | outage_line_8
Trf Vaerket 1 |  | Scenario_2 | outage_line_8
Trf Vaerket 1 - 1 |  | Scenario_2 | outage_line_8
Værket Trf 2 |  | Scenario_2 | outage_line_8
Snorrebakken Trf |  | Scenario_2 | outage_line_8
Hasle Trf 1 | 0 | Scenario_2 | outage_line_8
Hasle Trf 2 | 18.8554 | Scenario_2 | outage_line_8
Olsker Trf 1 | 35.2172 | Scenario_2 | outage_line_8
Olsker Trf 2 | 0 | Scenario_2 | outage_line_8
Østerlars Trf 1 | 11.5137 | Scenario_2 | outage_line_8
Aakirkeby Trf 22 | 3.8913 | Scenario_2 | outage_line_8
Nexø Trf 1 | 22.8761 | Scenario_2 | outage_line_8
Nexø Trf 2 | 0 | Scenario_2 | outage_line_8
Bodilsker Trf 1 | 33.8624 | Scenario_2 | outage_line_8
Rønne Syd Trf 1 | 55.9971 | Scenario_2 | outage_line_8
Allinge Trf 1 | 22.1112 | Scenario_2 | outage_line_8
Allinge Trf 2 | 0 | Scenario_2 | outage_line_8
Svaneke Trf 1 | 20.4742 | Scenario_2 | outage_line_8
Viadukten Trf 1 |  | Scenario_2 | outage_line_8
Rønne Nord Trf 1 |  | Scenario_2 | outage_line_8
Poulsker Trf 1 | 14.3285 | Scenario_2 | outage_line_8
Vesthavnen Trf 1 |  | Scenario_2 | outage_line_8
Gudhjem Trf 1 | 17.5445 | Scenario_2 | outage_line_8
Borrby | 17.4366 | Scenario_2 | outage_line_9
Trf blok 6 |  | Scenario_2 | outage_line_9
Trf blok 5 |  | Scenario_2 | outage_line_9
Trf Vaerket 1 |  | Scenario_2 | outage_line_9
Trf Vaerket 1 - 1 |  | Scenario_2 | outage_line_9
Værket Trf 2 |  | Scenario_2 | outage_line_9
Snorrebakken Trf |  | Scenario_2 | outage_line_9
Hasle Trf 1 | 0 | Scenario_2 | outage_line_9
Hasle Trf 2 | 18.6402 | Scenario_2 | outage_line_9
Olsker Trf 1 | 34.7229 | Scenario_2 | outage_line_9
Olsker Trf 2 | 0 | Scenario_2 | outage_line_9
Østerlars Trf 1 | 11.3054 | Scenario_2 | outage_line_9
Aakirkeby Trf 22 | 3.7789 | Scenario_2 | outage_line_9
Nexø Trf 1 | 22.3475 | Scenario_2 | outage_line_9
Nexø Trf 2 | 0 | Scenario_2 | outage_line_9
Bodilsker Trf 1 | 47.7513 | Scenario_2 | outage_line_9
Rønne Syd Trf 1 |  | Scenario_2 | outage_line_9
Allinge Trf 1 | 21.8035 | Scenario_2 | outage_line_9
Allinge Trf 2 | 0 | Scenario_2 | outage_line_9
Svaneke Trf 1 | 20.0162 | Scenario_2 | outage_line_9
Viadukten Trf 1 |  | Scenario_2 | outage_line_9
Rønne Nord Trf 1 |  | Scenario_2 | outage_line_9
Poulsker Trf 1 | 14.0014 | Scenario_2 | outage_line_9
Vesthavnen Trf 1 |  | Scenario_2 | outage_line_9
Gudhjem Trf 1 | 17.2195 | Scenario_2 | outage_line_9
Borrby | 17.3458 | Scenario_2 | outage_line_10
Trf blok 6 |  | Scenario_2 | outage_line_10
Trf blok 5 |  | Scenario_2 | outage_line_10
Trf Vaerket 1 |  | Scenario_2 | outage_line_10
Trf Vaerket 1 - 1 |  | Scenario_2 | outage_line_10
Værket Trf 2 |  | Scenario_2 | outage_line_10
Snorrebakken Trf |  | Scenario_2 | outage_line_10
Hasle Trf 1 | 0 | Scenario_2 | outage_line_10
Hasle Trf 2 | 18.609 | Scenario_2 | outage_line_10
Olsker Trf 1 | 34.6511 | Scenario_2 | outage_line_10
Olsker Trf 2 | 0 | Scenario_2 | outage_line_10
Østerlars Trf 1 | 11.2751 | Scenario_2 | outage_line_10
Aakirkeby Trf 22 |  | Scenario_2 | outage_line_10
Nexø Trf 1 | 22.2705 | Scenario_2 | outage_line_10
Nexø Trf 2 | 0 | Scenario_2 | outage_line_10
Bodilsker Trf 1 | 49.5337 | Scenario_2 | outage_line_10
Rønne Syd Trf 1 |  | Scenario_2 | outage_line_10
Allinge Trf 1 | 21.7589 | Scenario_2 | outage_line_10
Allinge Trf 2 | 0 | Scenario_2 | outage_line_10
Svaneke Trf 1 | 19.9496 | Scenario_2 | outage_line_10
Viadukten Trf 1 |  | Scenario_2 | outage_line_10
Rønne Nord Trf 1 |  | Scenario_2 | outage_line_10
Poulsker Trf 1 | 13.9538 | Scenario_2 | outage_line_10
Vesthavnen Trf 1 |  | Scenario_2 | outage_line_10
Gudhjem Trf 1 | 17.1722 | Scenario_2 | outage_line_10
Borrby | 16.208 | Scenario_2 | outage_line_11
Trf blok 6 |  | Scenario_2 | outage_line_11
Trf blok 5 |  | Scenario_2 | outage_line_11
Trf Vaerket 1 |  | Scenario_2 | outage_line_11
Trf Vaerket 1 - 1 |  | Scenario_2 | outage_line_11
Værket Trf 2 |  | Scenario_2 | outage_line_11
Snorrebakken Trf |  | Scenario_2 | outage_line_11
Hasle Trf 1 | 0 | Scenario_2 | outage_line_11
Hasle Trf 2 | 18.6115 | Scenario_2 | outage_line_11
Olsker Trf 1 | 34.6551 | Scenario_2 | outage_line_11
Olsker Trf 2 | 0 | Scenario_2 | outage_line_11
Østerlars Trf 1 | 11.2759 | Scenario_2 | outage_line_11
Aakirkeby Trf 22 |  | Scenario_2 | outage_line_11
Nexø Trf 1 | 22.271 | Scenario_2 | outage_line_11
Nexø Trf 2 | 0 | Scenario_2 | outage_line_11
Bodilsker Trf 1 | 45.4789 | Scenario_2 | outage_line_11
Rønne Syd Trf 1 |  | Scenario_2 | outage_line_11
Allinge Trf 1 | 21.7613 | Scenario_2 | outage_line_11
Allinge Trf 2 | 0 | Scenario_2 | outage_line_11
Svaneke Trf 1 | 19.9503 | Scenario_2 | outage_line_11
Viadukten Trf 1 |  | Scenario_2 | outage_line_11
Rønne Nord Trf 1 |  | Scenario_2 | outage_line_11
Poulsker Trf 1 |  | Scenario_2 | outage_line_11
Vesthavnen Trf 1 |  | Scenario_2 | outage_line_11
Gudhjem Trf 1 | 17.1735 | Scenario_2 | outage_line_11
Borrby | 16.1467 | Scenario_2 | outage_line_12
Trf blok 6 |  | Scenario_2 | outage_line_12
Trf blok 5 |  | Scenario_2 | outage_line_12
Trf Vaerket 1 |  | Scenario_2 | outage_line_12
Trf Vaerket 1 - 1 |  | Scenario_2 | outage_line_12
Værket Trf 2 |  | Scenario_2 | outage_line_12
Snorrebakken Trf |  | Scenario_2 | outage_line_12
Hasle Trf 1 | 0 | Scenario_2 | outage_line_12
Hasle Trf 2 | 18.6323 | Scenario_2 | outage_line_12
Olsker Trf 1 | 34.7029 | Scenario_2 | outage_line_12
Olsker Trf 2 | 0 | Scenario_2 | outage_line_12
Østerlars Trf 1 | 11.296 | Scenario_2 | outage_line_12
Aakirkeby Trf 22 |  | Scenario_2 | outage_line_12
Nexø Trf 1 | 22.3481 | Scenario_2 | outage_line_12
Nexø Trf 2 | 0 | Scenario_2 | outage_line_12
Bodilsker Trf 1 | 42.6601 | Scenario_2 | outage_line_12
Rønne Syd Trf 1 |  | Scenario_2 | outage_line_12
Allinge Trf 1 | 21.791 | Scenario_2 | outage_line_12
Allinge Trf 2 | 0 | Scenario_2 | outage_line_12
Svaneke Trf 1 | 20.0044 | Scenario_2 | outage_line_12
Viadukten Trf 1 |  | Scenario_2 | outage_line_12
Rønne Nord Trf 1 |  | Scenario_2 | outage_line_12
Poulsker Trf 1 |  | Scenario_2 | outage_line_12
Vesthavnen Trf 1 |  | Scenario_2 | outage_line_12
Gudhjem Trf 1 | 17.2048 | Scenario_2 | outage_line_12
Borrby | 24.8295 | Scenario_2 | outage_line_13
Trf blok 6 |  | Scenario_2 | outage_line_13
Trf blok 5 |  | Scenario_2 | outage_line_13
Trf Vaerket 1 |  | Scenario_2 | outage_line_13
Trf Vaerket 1 - 1 |  | Scenario_2 | outage_line_13
Værket Trf 2 |  | Scenario_2 | outage_line_13
Snorrebakken Trf |  | Scenario_2 | outage_line_13
Hasle Trf 1 | 0 | Scenario_2 | outage_line_13
Hasle Trf 2 | 18.4852 | Scenario_2 | outage_line_13
Olsker Trf 1 | 34.3772 | Scenario_2 | outage_line_13
Olsker Trf 2 | 0 | Scenario_2 | outage_line_13
Østerlars Trf 1 | 11.1645 | Scenario_2 | outage_line_13
Aakirkeby Trf 22 |  | Scenario_2 | outage_line_13
Nexø Trf 1 | 22.0307 | Scenario_2 | outage_line_13
Nexø Trf 2 | 0 | Scenario_2 | outage_line_13
Bodilsker Trf 1 | 0.47717 | Scenario_2 | outage_line_13
Rønne Syd Trf 1 |  | Scenario_2 | outage_line_13
Allinge Trf 1 | 21.5886 | Scenario_2 | outage_line_13
Allinge Trf 2 | 0 | Scenario_2 | outage_line_13
Svaneke Trf 1 | 19.7252 | Scenario_2 | outage_line_13
Viadukten Trf 1 |  | Scenario_2 | outage_line_13
Rønne Nord Trf 1 |  | Scenario_2 | outage_line_13
Poulsker Trf 1 |  | Scenario_2 | outage_line_13
Vesthavnen Trf 1 |  | Scenario_2 | outage_line_13
Gudhjem Trf 1 | 16.9995 | Scenario_2 | outage_line_13
Borrby | 20.3259 | Scenario_2 | outage_line_14
Trf blok 6 |  | Scenario_2 | outage_line_14
Trf blok 5 |  | Scenario_2 | outage_line_14
Trf Vaerket 1 |  | Scenario_2 | outage_line_14
Trf Vaerket 1 - 1 |  | Scenario_2 | outage_line_14
Værket Trf 2 |  | Scenario_2 | outage_line_14
Snorrebakken Trf |  | Scenario_2 | outage_line_14
Hasle Trf 1 | 0 | Scenario_2 | outage_line_14
Hasle Trf 2 | 18.4964 | Scenario_2 | outage_line_14
Olsker Trf 1 | 34.3968 | Scenario_2 | outage_line_14
Olsker Trf 2 | 0 | Scenario_2 | outage_line_14
Østerlars Trf 1 | 11.1703 | Scenario_2 | outage_line_14
Aakirkeby Trf 22 |  | Scenario_2 | outage_line_14
Nexø Trf 1 |  | Scenario_2 | outage_line_14
Nexø Trf 2 |  | Scenario_2 | outage_line_14
Bodilsker Trf 1 | 0.47717 | Scenario_2 | outage_line_14
Rønne Syd Trf 1 |  | Scenario_2 | outage_line_14
Allinge Trf 1 | 21.6008 | Scenario_2 | outage_line_14
Allinge Trf 2 | 0 | Scenario_2 | outage_line_14
Svaneke Trf 1 | 19.7255 | Scenario_2 | outage_line_14
Viadukten Trf 1 |  | Scenario_2 | outage_line_14
Rønne Nord Trf 1 |  | Scenario_2 | outage_line_14
Poulsker Trf 1 |  | Scenario_2 | outage_line_14
Vesthavnen Trf 1 |  | Scenario_2 | outage_line_14
Gudhjem Trf 1 | 17.0085 | Scenario_2 | outage_line_14
Borrby | 19.1403 | Scenario_2 | outage_line_15
Trf blok 6 |  | Scenario_2 | outage_line_15
Trf blok 5 |  | Scenario_2 | outage_line_15
Trf Vaerket 1 |  | Scenario_2 | outage_line_15
Trf Vaerket 1 - 1 |  | Scenario_2 | outage_line_15
Værket Trf 2 |  | Scenario_2 | outage_line_15
Snorrebakken Trf |  | Scenario_2 | outage_line_15
Hasle Trf 1 | 0 | Scenario_2 | outage_line_15
Hasle Trf 2 | 18.4349 | Scenario_2 | outage_line_15
Olsker Trf 1 | 34.2536 | Scenario_2 | outage_line_15
Olsker Trf 2 | 0 | Scenario_2 | outage_line_15
Østerlars Trf 1 | 11.1095 | Scenario_2 | outage_line_15
Aakirkeby Trf 22 |  | Scenario_2 | outage_line_15
Nexø Trf 1 |  | Scenario_2 | outage_line_15
Nexø Trf 2 |  | Scenario_2 | outage_line_15
Bodilsker Trf 1 | 0.47717 | Scenario_2 | outage_line_15
Rønne Syd Trf 1 |  | Scenario_2 | outage_line_15
Allinge Trf 1 | 21.5119 | Scenario_2 | outage_line_15
Allinge Trf 2 | 0 | Scenario_2 | outage_line_15
Svaneke Trf 1 |  | Scenario_2 | outage_line_15
Viadukten Trf 1 |  | Scenario_2 | outage_line_15
Rønne Nord Trf 1 |  | Scenario_2 | outage_line_15
Poulsker Trf 1 |  | Scenario_2 | outage_line_15
Vesthavnen Trf 1 |  | Scenario_2 | outage_line_15
Gudhjem Trf 1 | 16.9135 | Scenario_2 | outage_line_15
Borrby | 18.9777 | Scenario_2 | outage_line_16
Trf blok 6 |  | Scenario_2 | outage_line_16
Trf blok 5 |  | Scenario_2 | outage_line_16
Trf Vaerket 1 |  | Scenario_2 | outage_line_16
Trf Vaerket 1 - 1 |  | Scenario_2 | outage_line_16
Værket Trf 2 |  | Scenario_2 | outage_line_16
Snorrebakken Trf |  | Scenario_2 | outage_line_16
Hasle Trf 1 | 0 | Scenario_2 | outage_line_16
Hasle Trf 2 | 18.4422 | Scenario_2 | outage_line_16
Olsker Trf 1 | 34.2701 | Scenario_2 | outage_line_16
Olsker Trf 2 | 0 | Scenario_2 | outage_line_16
Østerlars Trf 1 | 11.1163 | Scenario_2 | outage_line_16
Aakirkeby Trf 22 |  | Scenario_2 | outage_line_16
Nexø Trf 1 |  | Scenario_2 | outage_line_16
Nexø Trf 2 |  | Scenario_2 | outage_line_16
Bodilsker Trf 1 | 0.47717 | Scenario_2 | outage_line_16
Rønne Syd Trf 1 |  | Scenario_2 | outage_line_16
Allinge Trf 1 | 21.5221 | Scenario_2 | outage_line_16
Allinge Trf 2 | 0 | Scenario_2 | outage_line_16
Svaneke Trf 1 |  | Scenario_2 | outage_line_16
Viadukten Trf 1 |  | Scenario_2 | outage_line_16
Rønne Nord Trf 1 |  | Scenario_2 | outage_line_16
Poulsker Trf 1 |  | Scenario_2 | outage_line_16
Vesthavnen Trf 1 |  | Scenario_2 | outage_line_16
Gudhjem Trf 1 | 16.9242 | Scenario_2 | outage_line_16
Borrby | 16.8989 | Scenario_2 | outage_line_17
Trf blok 6 |  | Scenario_2 | outage_line_17
Trf blok 5 |  | Scenario_2 | outage_line_17
Trf Vaerket 1 |  | Scenario_2 | outage_line_17
Trf Vaerket 1 - 1 |  | Scenario_2 | outage_line_17
Værket Trf 2 |  | Scenario_2 | outage_line_17
Snorrebakken Trf |  | Scenario_2 | outage_line_17
Hasle Trf 1 | 0 | Scenario_2 | outage_line_17
Hasle Trf 2 | 18.4795 | Scenario_2 | outage_line_17
Olsker Trf 1 | 34.3525 | Scenario_2 | outage_line_17
Olsker Trf 2 | 0 | Scenario_2 | outage_line_17
Østerlars Trf 1 | 11.1492 | Scenario_2 | outage_line_17
Aakirkeby Trf 22 |  | Scenario_2 | outage_line_17
Nexø Trf 1 |  | Scenario_2 | outage_line_17
Nexø Trf 2 |  | Scenario_2 | outage_line_17
Bodilsker Trf 1 | 0.47717 | Scenario_2 | outage_line_17
Rønne Syd Trf 1 |  | Scenario_2 | outage_line_17
Allinge Trf 1 | 21.5733 | Scenario_2 | outage_line_17
Allinge Trf 2 | 0 | Scenario_2 | outage_line_17
Svaneke Trf 1 |  | Scenario_2 | outage_line_17
Viadukten Trf 1 |  | Scenario_2 | outage_line_17
Rønne Nord Trf 1 |  | Scenario_2 | outage_line_17
Poulsker Trf 1 |  | Scenario_2 | outage_line_17
Vesthavnen Trf 1 |  | Scenario_2 | outage_line_17
Gudhjem Trf 1 |  | Scenario_2 | outage_line_17
Borrby | 16.6508 | Scenario_2 | outage_line_18
Trf blok 6 |  | Scenario_2 | outage_line_18
Trf blok 5 |  | Scenario_2 | outage_line_18
Trf Vaerket 1 |  | Scenario_2 | outage_line_18
Trf Vaerket 1 - 1 |  | Scenario_2 | outage_line_18
Værket Trf 2 |  | Scenario_2 | outage_line_18
Snorrebakken Trf |  | Scenario_2 | outage_line_18
Hasle Trf 1 | 0 | Scenario_2 | outage_line_18
Hasle Trf 2 | 18.3763 | Scenario_2 | outage_line_18
Olsker Trf 1 | 34.1141 | Scenario_2 | outage_line_18
Olsker Trf 2 | 0 | Scenario_2 | outage_line_18
Østerlars Trf 1 |  | Scenario_2 | outage_line_18
Aakirkeby Trf 22 |  | Scenario_2 | outage_line_18
Nexø Trf 1 |  | Scenario_2 | outage_line_18
Nexø Trf 2 |  | Scenario_2 | outage_line_18
Bodilsker Trf 1 | 0.47717 | Scenario_2 | outage_line_18
Rønne Syd Trf 1 |  | Scenario_2 | outage_line_18
Allinge Trf 1 | 21.4252 | Scenario_2 | outage_line_18
Allinge Trf 2 | 0 | Scenario_2 | outage_line_18
Svaneke Trf 1 |  | Scenario_2 | outage_line_18
Viadukten Trf 1 |  | Scenario_2 | outage_line_18
Rønne Nord Trf 1 |  | Scenario_2 | outage_line_18
Poulsker Trf 1 |  | Scenario_2 | outage_line_18
Vesthavnen Trf 1 |  | Scenario_2 | outage_line_18
Gudhjem Trf 1 |  | Scenario_2 | outage_line_18
Borrby | 17.886 | Scenario_2 | outage_line_19
Trf blok 6 |  | Scenario_2 | outage_line_19
Trf blok 5 |  | Scenario_2 | outage_line_19
Trf Vaerket 1 |  | Scenario_2 | outage_line_19
Trf Vaerket 1 - 1 |  | Scenario_2 | outage_line_19
Værket Trf 2 |  | Scenario_2 | outage_line_19
Snorrebakken Trf |  | Scenario_2 | outage_line_19
Hasle Trf 1 | 0 | Scenario_2 | outage_line_19
Hasle Trf 2 | 18.2686 | Scenario_2 | outage_line_19
Olsker Trf 1 | 33.8681 | Scenario_2 | outage_line_19
Olsker Trf 2 | 0 | Scenario_2 | outage_line_19
Østerlars Trf 1 |  | Scenario_2 | outage_line_19
Aakirkeby Trf 22 |  | Scenario_2 | outage_line_19
Nexø Trf 1 |  | Scenario_2 | outage_line_19
Nexø Trf 2 |  | Scenario_2 | outage_line_19
Bodilsker Trf 1 | 0.47717 | Scenario_2 | outage_line_19
Rønne Syd Trf 1 |  | Scenario_2 | outage_line_19
Allinge Trf 1 |  | Scenario_2 | outage_line_19
Allinge Trf 2 |  | Scenario_2 | outage_line_19
Svaneke Trf 1 |  | Scenario_2 | outage_line_19
Viadukten Trf 1 |  | Scenario_2 | outage_line_19
Rønne Nord Trf 1 |  | Scenario_2 | outage_line_19
Poulsker Trf 1 |  | Scenario_2 | outage_line_19
Vesthavnen Trf 1 |  | Scenario_2 | outage_line_19
Gudhjem Trf 1 |  | Scenario_2 | outage_line_19
Borrby | 17.4958 | Scenario_2 | outage_line_20
Trf blok 6 |  | Scenario_2 | outage_line_20
Trf blok 5 |  | Scenario_2 | outage_line_20
Trf Vaerket 1 |  | Scenario_2 | outage_line_20
Trf Vaerket 1 - 1 |  | Scenario_2 | outage_line_20
Værket Trf 2 |  | Scenario_2 | outage_line_20
Snorrebakken Trf |  | Scenario_2 | outage_line_20
Hasle Trf 1 | 0 | Scenario_2 | outage_line_20
Hasle Trf 2 | 18.2143 | Scenario_2 | outage_line_20
Olsker Trf 1 |  | Scenario_2 | outage_line_20
Olsker Trf 2 |  | Scenario_2 | outage_line_20
Østerlars Trf 1 |  | Scenario_2 | outage_line_20
Aakirkeby Trf 22 |  | Scenario_2 | outage_line_20
Nexø Trf 1 |  | Scenario_2 | outage_line_20
Nexø Trf 2 |  | Scenario_2 | outage_line_20
Bodilsker Trf 1 | 0.47717 | Scenario_2 | outage_line_20
Rønne Syd Trf 1 |  | Scenario_2 | outage_line_20
Allinge Trf 1 |  | Scenario_2 | outage_line_20
Allinge Trf 2 |  | Scenario_2 | outage_line_20
Svaneke Trf 1 |  | Scenario_2 | outage_line_20
Viadukten Trf 1 |  | Scenario_2 | outage_line_20
Rønne Nord Trf 1 |  | Scenario_2 | outage_line_20
Poulsker Trf 1 |  | Scenario_2 | outage_line_20
Vesthavnen Trf 1 |  | Scenario_2 | outage_line_20
Gudhjem Trf 1 |  | Scenario_2 | outage_line_20
Borrby | 17.8784 | Scenario_2 | outage_line_21
Trf blok 6 |  | Scenario_2 | outage_line_21
Trf blok 5 |  | Scenario_2 | outage_line_21
Trf Vaerket 1 |  | Scenario_2 | outage_line_21
Trf Vaerket 1 - 1 |  | Scenario_2 | outage_line_21
Værket Trf 2 |  | Scenario_2 | outage_line_21
Snorrebakken Trf |  | Scenario_2 | outage_line_21
Hasle Trf 1 |  | Scenario_2 | outage_line_21
Hasle Trf 2 |  | Scenario_2 | outage_line_21
Olsker Trf 1 |  | Scenario_2 | outage_line_21
Olsker Trf 2 |  | Scenario_2 | outage_line_21
Østerlars Trf 1 |  | Scenario_2 | outage_line_21
Aakirkeby Trf 22 |  | Scenario_2 | outage_line_21
Nexø Trf 1 |  | Scenario_2 | outage_line_21
Nexø Trf 2 |  | Scenario_2 | outage_line_21
Bodilsker Trf 1 | 0.47717 | Scenario_2 | outage_line_21
Rønne Syd Trf 1 |  | Scenario_2 | outage_line_21
Allinge Trf 1 |  | Scenario_2 | outage_line_21
Allinge Trf 2 |  | Scenario_2 | outage_line_21
Svaneke Trf 1 |  | Scenario_2 | outage_line_21
Viadukten Trf 1 |  | Scenario_2 | outage_line_21
Rønne Nord Trf 1 |  | Scenario_2 | outage_line_21
Poulsker Trf 1 |  | Scenario_2 | outage_line_21
Vesthavnen Trf 1 |  | Scenario_2 | outage_line_21
Gudhjem Trf 1 |  | Scenario_2 | outage_line_21
Borrby | 1.6362 | Scenario_2 | outage_line_22
Trf blok 6 |  | Scenario_2 | outage_line_22
Trf blok 5 |  | Scenario_2 | outage_line_22
Trf Vaerket 1 |  | Scenario_2 | outage_line_22
Trf Vaerket 1 - 1 |  | Scenario_2 | outage_line_22
Værket Trf 2 |  | Scenario_2 | outage_line_22
Snorrebakken Trf |  | Scenario_2 | outage_line_22
Hasle Trf 1 |  | Scenario_2 | outage_line_22
Hasle Trf 2 |  | Scenario_2 | outage_line_22
Olsker Trf 1 |  | Scenario_2 | outage_line_22
Olsker Trf 2 |  | Scenario_2 | outage_line_22
Østerlars Trf 1 |  | Scenario_2 | outage_line_22
Aakirkeby Trf 22 |  | Scenario_2 | outage_line_22
Nexø Trf 1 |  | Scenario_2 | outage_line_22
Nexø Trf 2 |  | Scenario_2 | outage_line_22
Bodilsker Trf 1 | 0.47717 | Scenario_2 | outage_line_22
Rønne Syd Trf 1 |  | Scenario_2 | outage_line_22
Allinge Trf 1 |  | Scenario_2 | outage_line_22
Allinge Trf 2 |  | Scenario_2 | outage_line_22
Svaneke Trf 1 |  | Scenario_2 | outage_line_22
Viadukten Trf 1 |  | Scenario_2 | outage_line_22
Rønne Nord Trf 1 |  | Scenario_2 | outage_line_22
Poulsker Trf 1 |  | Scenario_2 | outage_line_22
Vesthavnen Trf 1 |  | Scenario_2 | outage_line_22
Gudhjem Trf 1 |  | Scenario_2 | outage_line_22
Borrby | 21.0197 | Scenario_3 | outage_line_0
Trf blok 6 |  | Scenario_3 | outage_line_0
Trf blok 5 |  | Scenario_3 | outage_line_0
Trf Vaerket 1 |  | Scenario_3 | outage_line_0
Trf Vaerket 1 - 1 |  | Scenario_3 | outage_line_0
Værket Trf 2 | 13.7583 | Scenario_3 | outage_line_0
Snorrebakken Trf | 20.6217 | Scenario_3 | outage_line_0
Hasle Trf 1 | 0 | Scenario_3 | outage_line_0
Hasle Trf 2 | 20.5286 | Scenario_3 | outage_line_0
Olsker Trf 1 | 36.3544 | Scenario_3 | outage_line_0
Olsker Trf 2 | 0 | Scenario_3 | outage_line_0
Østerlars Trf 1 | 11.6394 | Scenario_3 | outage_line_0
Aakirkeby Trf 22 | 4.4419 | Scenario_3 | outage_line_0
Nexø Trf 1 | 22.018 | Scenario_3 | outage_line_0
Nexø Trf 2 | 0 | Scenario_3 | outage_line_0
Bodilsker Trf 1 | 40.4865 | Scenario_3 | outage_line_0
Rønne Syd Trf 1 | 57.3692 | Scenario_3 | outage_line_0
Allinge Trf 1 | 25.2767 | Scenario_3 | outage_line_0
Allinge Trf 2 | 0 | Scenario_3 | outage_line_0
Svaneke Trf 1 | 18.9297 | Scenario_3 | outage_line_0
Viadukten Trf 1 | 12.0251 | Scenario_3 | outage_line_0
Rønne Nord Trf 1 | 11.9272 | Scenario_3 | outage_line_0
Poulsker Trf 1 | 14.2617 | Scenario_3 | outage_line_0
Vesthavnen Trf 1 | 4.3444 | Scenario_3 | outage_line_0
Gudhjem Trf 1 | 17.596 | Scenario_3 | outage_line_0
Borrby | 18.762 | Scenario_3 | outage_line_1
Trf blok 6 |  | Scenario_3 | outage_line_1
Trf blok 5 |  | Scenario_3 | outage_line_1
Trf Vaerket 1 |  | Scenario_3 | outage_line_1
Trf Vaerket 1 - 1 |  | Scenario_3 | outage_line_1
Værket Trf 2 | 13.7791 | Scenario_3 | outage_line_1
Snorrebakken Trf |  | Scenario_3 | outage_line_1
Hasle Trf 1 | 0 | Scenario_3 | outage_line_1
Hasle Trf 2 | 20.5048 | Scenario_3 | outage_line_1
Olsker Trf 1 | 36.3151 | Scenario_3 | outage_line_1
Olsker Trf 2 | 0 | Scenario_3 | outage_line_1
Østerlars Trf 1 | 11.6292 | Scenario_3 | outage_line_1
Aakirkeby Trf 22 | 4.4372 | Scenario_3 | outage_line_1
Nexø Trf 1 | 22.0021 | Scenario_3 | outage_line_1
Nexø Trf 2 | 0 | Scenario_3 | outage_line_1
Bodilsker Trf 1 | 35.7777 | Scenario_3 | outage_line_1
Rønne Syd Trf 1 | 57.4042 | Scenario_3 | outage_line_1
Allinge Trf 1 | 25.2492 | Scenario_3 | outage_line_1
Allinge Trf 2 | 0 | Scenario_3 | outage_line_1
Svaneke Trf 1 | 18.9158 | Scenario_3 | outage_line_1
Viadukten Trf 1 | 12.0082 | Scenario_3 | outage_line_1
Rønne Nord Trf 1 | 11.9108 | Scenario_3 | outage_line_1
Poulsker Trf 1 | 14.2518 | Scenario_3 | outage_line_1
Vesthavnen Trf 1 | 4.3392 | Scenario_3 | outage_line_1
Gudhjem Trf 1 | 17.5803 | Scenario_3 | outage_line_1
Borrby | 18.8562 | Scenario_3 | outage_line_2
Trf blok 6 |  | Scenario_3 | outage_line_2
Trf blok 5 |  | Scenario_3 | outage_line_2
Trf Vaerket 1 |  | Scenario_3 | outage_line_2
Trf Vaerket 1 - 1 |  | Scenario_3 | outage_line_2
Værket Trf 2 | 13.758 | Scenario_3 | outage_line_2
Snorrebakken Trf |  | Scenario_3 | outage_line_2
Hasle Trf 1 | 0 | Scenario_3 | outage_line_2
Hasle Trf 2 | 20.5255 | Scenario_3 | outage_line_2
Olsker Trf 1 | 36.353 | Scenario_3 | outage_line_2
Olsker Trf 2 | 0 | Scenario_3 | outage_line_2
Østerlars Trf 1 | 11.6413 | Scenario_3 | outage_line_2
Aakirkeby Trf 22 | 4.4426 | Scenario_3 | outage_line_2
Nexø Trf 1 | 22.0265 | Scenario_3 | outage_line_2
Nexø Trf 2 | 0 | Scenario_3 | outage_line_2
Bodilsker Trf 1 | 35.1156 | Scenario_3 | outage_line_2
Rønne Syd Trf 1 | 57.3705 | Scenario_3 | outage_line_2
Allinge Trf 1 | 25.2756 | Scenario_3 | outage_line_2
Allinge Trf 2 | 0 | Scenario_3 | outage_line_2
Svaneke Trf 1 | 18.9364 | Scenario_3 | outage_line_2
Viadukten Trf 1 | 12.0238 | Scenario_3 | outage_line_2
Rønne Nord Trf 1 | 11.923 | Scenario_3 | outage_line_2
Poulsker Trf 1 | 14.2673 | Scenario_3 | outage_line_2
Vesthavnen Trf 1 | 4.342 | Scenario_3 | outage_line_2
Gudhjem Trf 1 | 17.5991 | Scenario_3 | outage_line_2
Borrby | 18.9484 | Scenario_3 | outage_line_3
Trf blok 6 |  | Scenario_3 | outage_line_3
Trf blok 5 |  | Scenario_3 | outage_line_3
Trf Vaerket 1 |  | Scenario_3 | outage_line_3
Trf Vaerket 1 - 1 |  | Scenario_3 | outage_line_3
Værket Trf 2 | 13.7347 | Scenario_3 | outage_line_3
Snorrebakken Trf |  | Scenario_3 | outage_line_3
Hasle Trf 1 | 0 | Scenario_3 | outage_line_3
Hasle Trf 2 | 20.5424 | Scenario_3 | outage_line_3
Olsker Trf 1 | 36.3841 | Scenario_3 | outage_line_3
Olsker Trf 2 | 0 | Scenario_3 | outage_line_3
Østerlars Trf 1 | 11.6514 | Scenario_3 | outage_line_3
Aakirkeby Trf 22 | 4.4472 | Scenario_3 | outage_line_3
Nexø Trf 1 | 22.0467 | Scenario_3 | outage_line_3
Nexø Trf 2 | 0 | Scenario_3 | outage_line_3
Bodilsker Trf 1 | 34.5809 | Scenario_3 | outage_line_3
Rønne Syd Trf 1 | 57.3423 | Scenario_3 | outage_line_3
Allinge Trf 1 | 25.2973 | Scenario_3 | outage_line_3
Allinge Trf 2 | 0 | Scenario_3 | outage_line_3
Svaneke Trf 1 | 18.9535 | Scenario_3 | outage_line_3
Viadukten Trf 1 | 12.034 | Scenario_3 | outage_line_3
Rønne Nord Trf 1 | 11.933 | Scenario_3 | outage_line_3
Poulsker Trf 1 | 14.2801 | Scenario_3 | outage_line_3
Vesthavnen Trf 1 | 4.3451 | Scenario_3 | outage_line_3
Gudhjem Trf 1 | 17.6146 | Scenario_3 | outage_line_3
Borrby | 18.3169 | Scenario_3 | outage_line_4
Trf blok 6 |  | Scenario_3 | outage_line_4
Trf blok 5 |  | Scenario_3 | outage_line_4
Trf Vaerket 1 |  | Scenario_3 | outage_line_4
Trf Vaerket 1 - 1 |  | Scenario_3 | outage_line_4
Værket Trf 2 |  | Scenario_3 | outage_line_4
Snorrebakken Trf |  | Scenario_3 | outage_line_4
Hasle Trf 1 | 0 | Scenario_3 | outage_line_4
Hasle Trf 2 | 20.3512 | Scenario_3 | outage_line_4
Olsker Trf 1 | 36.0452 | Scenario_3 | outage_line_4
Olsker Trf 2 | 0 | Scenario_3 | outage_line_4
Østerlars Trf 1 | 11.5491 | Scenario_3 | outage_line_4
Aakirkeby Trf 22 | 4.4059 | Scenario_3 | outage_line_4
Nexø Trf 1 | 21.8525 | Scenario_3 | outage_line_4
Nexø Trf 2 | 0 | Scenario_3 | outage_line_4
Bodilsker Trf 1 | 40.0922 | Scenario_3 | outage_line_4
Rønne Syd Trf 1 | 57.5939 | Scenario_3 | outage_line_4
Allinge Trf 1 | 25.0611 | Scenario_3 | outage_line_4
Allinge Trf 2 | 0 | Scenario_3 | outage_line_4
Svaneke Trf 1 | 18.7886 | Scenario_3 | outage_line_4
Viadukten Trf 1 | 11.9169 | Scenario_3 | outage_line_4
Rønne Nord Trf 1 | 11.8191 | Scenario_3 | outage_line_4
Poulsker Trf 1 | 14.1572 | Scenario_3 | outage_line_4
Vesthavnen Trf 1 | 4.3097 | Scenario_3 | outage_line_4
Gudhjem Trf 1 | 17.4564 | Scenario_3 | outage_line_4
Borrby | 18.0773 | Scenario_3 | outage_line_5
Trf blok 6 |  | Scenario_3 | outage_line_5
Trf blok 5 |  | Scenario_3 | outage_line_5
Trf Vaerket 1 |  | Scenario_3 | outage_line_5
Trf Vaerket 1 - 1 |  | Scenario_3 | outage_line_5
Værket Trf 2 |  | Scenario_3 | outage_line_5
Snorrebakken Trf |  | Scenario_3 | outage_line_5
Hasle Trf 1 | 0 | Scenario_3 | outage_line_5
Hasle Trf 2 | 20.3518 | Scenario_3 | outage_line_5
Olsker Trf 1 | 36.0467 | Scenario_3 | outage_line_5
Olsker Trf 2 | 0 | Scenario_3 | outage_line_5
Østerlars Trf 1 | 11.5497 | Scenario_3 | outage_line_5
Aakirkeby Trf 22 | 4.4061 | Scenario_3 | outage_line_5
Nexø Trf 1 | 21.854 | Scenario_3 | outage_line_5
Nexø Trf 2 | 0 | Scenario_3 | outage_line_5
Bodilsker Trf 1 | 39.5634 | Scenario_3 | outage_line_5
Rønne Syd Trf 1 | 57.5934 | Scenario_3 | outage_line_5
Allinge Trf 1 | 25.0621 | Scenario_3 | outage_line_5
Allinge Trf 2 | 0 | Scenario_3 | outage_line_5
Svaneke Trf 1 | 18.7899 | Scenario_3 | outage_line_5
Viadukten Trf 1 | 11.9171 | Scenario_3 | outage_line_5
Rønne Nord Trf 1 | 11.8192 | Scenario_3 | outage_line_5
Poulsker Trf 1 | 14.1582 | Scenario_3 | outage_line_5
Vesthavnen Trf 1 |  | Scenario_3 | outage_line_5
Gudhjem Trf 1 | 17.4573 | Scenario_3 | outage_line_5
Borrby | 18.1447 | Scenario_3 | outage_line_6
Trf blok 6 |  | Scenario_3 | outage_line_6
Trf blok 5 |  | Scenario_3 | outage_line_6
Trf Vaerket 1 |  | Scenario_3 | outage_line_6
Trf Vaerket 1 - 1 |  | Scenario_3 | outage_line_6
Værket Trf 2 |  | Scenario_3 | outage_line_6
Snorrebakken Trf |  | Scenario_3 | outage_line_6
Hasle Trf 1 | 0 | Scenario_3 | outage_line_6
Hasle Trf 2 | 20.2702 | Scenario_3 | outage_line_6
Olsker Trf 1 | 36.0911 | Scenario_3 | outage_line_6
Olsker Trf 2 | 0 | Scenario_3 | outage_line_6
Østerlars Trf 1 | 11.6783 | Scenario_3 | outage_line_6
Aakirkeby Trf 22 | 4.5516 | Scenario_3 | outage_line_6
Nexø Trf 1 | 22.3221 | Scenario_3 | outage_line_6
Nexø Trf 2 | 0 | Scenario_3 | outage_line_6
Bodilsker Trf 1 | 37.2486 | Scenario_3 | outage_line_6
Rønne Syd Trf 1 | 56.5475 | Scenario_3 | outage_line_6
Allinge Trf 1 | 25.0931 | Scenario_3 | outage_line_6
Allinge Trf 2 | 0 | Scenario_3 | outage_line_6
Svaneke Trf 1 | 19.1656 | Scenario_3 | outage_line_6
Viadukten Trf 1 | 12.4544 | Scenario_3 | outage_line_6
Rønne Nord Trf 1 | 12.3603 | Scenario_3 | outage_line_6
Poulsker Trf 1 | 14.4627 | Scenario_3 | outage_line_6
Vesthavnen Trf 1 |  | Scenario_3 | outage_line_6
Gudhjem Trf 1 | 17.6563 | Scenario_3 | outage_line_6
Borrby | 17.6165 | Scenario_3 | outage_line_7
Trf blok 6 |  | Scenario_3 | outage_line_7
Trf blok 5 |  | Scenario_3 | outage_line_7
Trf Vaerket 1 |  | Scenario_3 | outage_line_7
Trf Vaerket 1 - 1 |  | Scenario_3 | outage_line_7
Værket Trf 2 |  | Scenario_3 | outage_line_7
Snorrebakken Trf |  | Scenario_3 | outage_line_7
Hasle Trf 1 | 0 | Scenario_3 | outage_line_7
Hasle Trf 2 | 20.233 | Scenario_3 | outage_line_7
Olsker Trf 1 | 36.0091 | Scenario_3 | outage_line_7
Olsker Trf 2 | 0 | Scenario_3 | outage_line_7
Østerlars Trf 1 | 11.6436 | Scenario_3 | outage_line_7
Aakirkeby Trf 22 | 4.5285 | Scenario_3 | outage_line_7
Nexø Trf 1 | 22.2365 | Scenario_3 | outage_line_7
Nexø Trf 2 | 0 | Scenario_3 | outage_line_7
Bodilsker Trf 1 | 35.2845 | Scenario_3 | outage_line_7
Rønne Syd Trf 1 | 56.6925 | Scenario_3 | outage_line_7
Allinge Trf 1 | 25.0359 | Scenario_3 | outage_line_7
Allinge Trf 2 | 0 | Scenario_3 | outage_line_7
Svaneke Trf 1 | 19.0948 | Scenario_3 | outage_line_7
Viadukten Trf 1 | 12.3742 | Scenario_3 | outage_line_7
Rønne Nord Trf 1 |  | Scenario_3 | outage_line_7
Poulsker Trf 1 | 14.4077 | Scenario_3 | outage_line_7
Vesthavnen Trf 1 |  | Scenario_3 | outage_line_7
Gudhjem Trf 1 | 17.6026 | Scenario_3 | outage_line_7
Borrby | 17.1228 | Scenario_3 | outage_line_8
Trf blok 6 |  | Scenario_3 | outage_line_8
Trf blok 5 |  | Scenario_3 | outage_line_8
Trf Vaerket 1 |  | Scenario_3 | outage_line_8
Trf Vaerket 1 - 1 |  | Scenario_3 | outage_line_8
Værket Trf 2 |  | Scenario_3 | outage_line_8
Snorrebakken Trf |  | Scenario_3 | outage_line_8
Hasle Trf 1 | 0 | Scenario_3 | outage_line_8
Hasle Trf 2 | 20.1952 | Scenario_3 | outage_line_8
Olsker Trf 1 | 35.9258 | Scenario_3 | outage_line_8
Olsker Trf 2 | 0 | Scenario_3 | outage_line_8
Østerlars Trf 1 | 11.6084 | Scenario_3 | outage_line_8
Aakirkeby Trf 22 | 4.5051 | Scenario_3 | outage_line_8
Nexø Trf 1 | 22.1498 | Scenario_3 | outage_line_8
Nexø Trf 2 | 0 | Scenario_3 | outage_line_8
Bodilsker Trf 1 | 33.877 | Scenario_3 | outage_line_8
Rønne Syd Trf 1 | 56.842 | Scenario_3 | outage_line_8
Allinge Trf 1 | 24.9779 | Scenario_3 | outage_line_8
Allinge Trf 2 | 0 | Scenario_3 | outage_line_8
Svaneke Trf 1 | 19.023 | Scenario_3 | outage_line_8
Viadukten Trf 1 |  | Scenario_3 | outage_line_8
Rønne Nord Trf 1 |  | Scenario_3 | outage_line_8
Poulsker Trf 1 | 14.352 | Scenario_3 | outage_line_8
Vesthavnen Trf 1 |  | Scenario_3 | outage_line_8
Gudhjem Trf 1 | 17.5481 | Scenario_3 | outage_line_8
Borrby | 17.447 | Scenario_3 | outage_line_9
Trf blok 6 |  | Scenario_3 | outage_line_9
Trf blok 5 |  | Scenario_3 | outage_line_9
Trf Vaerket 1 |  | Scenario_3 | outage_line_9
Trf Vaerket 1 - 1 |  | Scenario_3 | outage_line_9
Værket Trf 2 |  | Scenario_3 | outage_line_9
Snorrebakken Trf |  | Scenario_3 | outage_line_9
Hasle Trf 1 | 0 | Scenario_3 | outage_line_9
Hasle Trf 2 | 19.9597 | Scenario_3 | outage_line_9
Olsker Trf 1 | 35.4118 | Scenario_3 | outage_line_9
Olsker Trf 2 | 0 | Scenario_3 | outage_line_9
Østerlars Trf 1 | 11.3943 | Scenario_3 | outage_line_9
Aakirkeby Trf 22 | 4.3714 | Scenario_3 | outage_line_9
Nexø Trf 1 | 21.6287 | Scenario_3 | outage_line_9
Nexø Trf 2 | 0 | Scenario_3 | outage_line_9
Bodilsker Trf 1 | 47.2002 | Scenario_3 | outage_line_9
Rønne Syd Trf 1 |  | Scenario_3 | outage_line_9
Allinge Trf 1 | 24.6203 | Scenario_3 | outage_line_9
Allinge Trf 2 | 0 | Scenario_3 | outage_line_9
Svaneke Trf 1 | 18.5918 | Scenario_3 | outage_line_9
Viadukten Trf 1 |  | Scenario_3 | outage_line_9
Rønne Nord Trf 1 |  | Scenario_3 | outage_line_9
Poulsker Trf 1 | 14.0183 | Scenario_3 | outage_line_9
Vesthavnen Trf 1 |  | Scenario_3 | outage_line_9
Gudhjem Trf 1 | 17.2169 | Scenario_3 | outage_line_9
Borrby | 17.326 | Scenario_3 | outage_line_10
Trf blok 6 |  | Scenario_3 | outage_line_10
Trf blok 5 |  | Scenario_3 | outage_line_10
Trf Vaerket 1 |  | Scenario_3 | outage_line_10
Trf Vaerket 1 - 1 |  | Scenario_3 | outage_line_10
Værket Trf 2 |  | Scenario_3 | outage_line_10
Snorrebakken Trf |  | Scenario_3 | outage_line_10
Hasle Trf 1 | 0 | Scenario_3 | outage_line_10
Hasle Trf 2 | 19.9202 | Scenario_3 | outage_line_10
Olsker Trf 1 | 35.3253 | Scenario_3 | outage_line_10
Olsker Trf 2 | 0 | Scenario_3 | outage_line_10
Østerlars Trf 1 | 11.3583 | Scenario_3 | outage_line_10
Aakirkeby Trf 22 |  | Scenario_3 | outage_line_10
Nexø Trf 1 | 21.5409 | Scenario_3 | outage_line_10
Nexø Trf 2 | 0 | Scenario_3 | outage_line_10
Bodilsker Trf 1 | 49.2938 | Scenario_3 | outage_line_10
Rønne Syd Trf 1 |  | Scenario_3 | outage_line_10
Allinge Trf 1 | 24.5602 | Scenario_3 | outage_line_10
Allinge Trf 2 | 0 | Scenario_3 | outage_line_10
Svaneke Trf 1 | 18.5193 | Scenario_3 | outage_line_10
Viadukten Trf 1 |  | Scenario_3 | outage_line_10
Rønne Nord Trf 1 |  | Scenario_3 | outage_line_10
Poulsker Trf 1 | 13.9621 | Scenario_3 | outage_line_10
Vesthavnen Trf 1 |  | Scenario_3 | outage_line_10
Gudhjem Trf 1 | 17.1611 | Scenario_3 | outage_line_10
Borrby | 16.1836 | Scenario_3 | outage_line_11
Trf blok 6 |  | Scenario_3 | outage_line_11
Trf blok 5 |  | Scenario_3 | outage_line_11
Trf Vaerket 1 |  | Scenario_3 | outage_line_11
Trf Vaerket 1 - 1 |  | Scenario_3 | outage_line_11
Værket Trf 2 |  | Scenario_3 | outage_line_11
Snorrebakken Trf |  | Scenario_3 | outage_line_11
Hasle Trf 1 | 0 | Scenario_3 | outage_line_11
Hasle Trf 2 | 19.9229 | Scenario_3 | outage_line_11
Olsker Trf 1 | 35.3293 | Scenario_3 | outage_line_11
Olsker Trf 2 | 0 | Scenario_3 | outage_line_11
Østerlars Trf 1 | 11.3591 | Scenario_3 | outage_line_11
Aakirkeby Trf 22 |  | Scenario_3 | outage_line_11
Nexø Trf 1 | 21.5413 | Scenario_3 | outage_line_11
Nexø Trf 2 | 0 | Scenario_3 | outage_line_11
Bodilsker Trf 1 | 45.2238 | Scenario_3 | outage_line_11
Rønne Syd Trf 1 |  | Scenario_3 | outage_line_11
Allinge Trf 1 | 24.563 | Scenario_3 | outage_line_11
Allinge Trf 2 | 0 | Scenario_3 | outage_line_11
Svaneke Trf 1 | 18.5199 | Scenario_3 | outage_line_11
Viadukten Trf 1 |  | Scenario_3 | outage_line_11
Rønne Nord Trf 1 |  | Scenario_3 | outage_line_11
Poulsker Trf 1 |  | Scenario_3 | outage_line_11
Vesthavnen Trf 1 |  | Scenario_3 | outage_line_11
Gudhjem Trf 1 | 17.1624 | Scenario_3 | outage_line_11
Borrby | 16.133 | Scenario_3 | outage_line_12
Trf blok 6 |  | Scenario_3 | outage_line_12
Trf blok 5 |  | Scenario_3 | outage_line_12
Trf Vaerket 1 |  | Scenario_3 | outage_line_12
Trf Vaerket 1 - 1 |  | Scenario_3 | outage_line_12
Værket Trf 2 |  | Scenario_3 | outage_line_12
Snorrebakken Trf |  | Scenario_3 | outage_line_12
Hasle Trf 1 | 0 | Scenario_3 | outage_line_12
Hasle Trf 2 | 19.945 | Scenario_3 | outage_line_12
Olsker Trf 1 | 35.3776 | Scenario_3 | outage_line_12
Olsker Trf 2 | 0 | Scenario_3 | outage_line_12
Østerlars Trf 1 | 11.3791 | Scenario_3 | outage_line_12
Aakirkeby Trf 22 |  | Scenario_3 | outage_line_12
Nexø Trf 1 | 21.6137 | Scenario_3 | outage_line_12
Nexø Trf 2 | 0 | Scenario_3 | outage_line_12
Bodilsker Trf 1 | 42.4095 | Scenario_3 | outage_line_12
Rønne Syd Trf 1 |  | Scenario_3 | outage_line_12
Allinge Trf 1 | 24.5966 | Scenario_3 | outage_line_12
Allinge Trf 2 | 0 | Scenario_3 | outage_line_12
Svaneke Trf 1 | 18.5689 | Scenario_3 | outage_line_12
Viadukten Trf 1 |  | Scenario_3 | outage_line_12
Rønne Nord Trf 1 |  | Scenario_3 | outage_line_12
Poulsker Trf 1 |  | Scenario_3 | outage_line_12
Vesthavnen Trf 1 |  | Scenario_3 | outage_line_12
Gudhjem Trf 1 | 17.1934 | Scenario_3 | outage_line_12
Borrby | 24.7419 | Scenario_3 | outage_line_13
Trf blok 6 |  | Scenario_3 | outage_line_13
Trf blok 5 |  | Scenario_3 | outage_line_13
Trf Vaerket 1 |  | Scenario_3 | outage_line_13
Trf Vaerket 1 - 1 |  | Scenario_3 | outage_line_13
Værket Trf 2 |  | Scenario_3 | outage_line_13
Snorrebakken Trf |  | Scenario_3 | outage_line_13
Hasle Trf 1 | 0 | Scenario_3 | outage_line_13
Hasle Trf 2 | 19.7893 | Scenario_3 | outage_line_13
Olsker Trf 1 | 35.0502 | Scenario_3 | outage_line_13
Olsker Trf 2 | 0 | Scenario_3 | outage_line_13
Østerlars Trf 1 | 11.2486 | Scenario_3 | outage_line_13
Aakirkeby Trf 22 |  | Scenario_3 | outage_line_13
Nexø Trf 1 | 21.3117 | Scenario_3 | outage_line_13
Nexø Trf 2 | 0 | Scenario_3 | outage_line_13
Bodilsker Trf 1 | 0.47717 | Scenario_3 | outage_line_13
Rønne Syd Trf 1 |  | Scenario_3 | outage_line_13
Allinge Trf 1 | 24.3692 | Scenario_3 | outage_line_13
Allinge Trf 2 | 0 | Scenario_3 | outage_line_13
Svaneke Trf 1 | 18.315 | Scenario_3 | outage_line_13
Viadukten Trf 1 |  | Scenario_3 | outage_line_13
Rønne Nord Trf 1 |  | Scenario_3 | outage_line_13
Poulsker Trf 1 |  | Scenario_3 | outage_line_13
Vesthavnen Trf 1 |  | Scenario_3 | outage_line_13
Gudhjem Trf 1 | 16.9913 | Scenario_3 | outage_line_13
Borrby | 20.2906 | Scenario_3 | outage_line_14
Trf blok 6 |  | Scenario_3 | outage_line_14
Trf blok 5 |  | Scenario_3 | outage_line_14
Trf Vaerket 1 |  | Scenario_3 | outage_line_14
Trf Vaerket 1 - 1 |  | Scenario_3 | outage_line_14
Værket Trf 2 |  | Scenario_3 | outage_line_14
Snorrebakken Trf |  | Scenario_3 | outage_line_14
Hasle Trf 1 | 0 | Scenario_3 | outage_line_14
Hasle Trf 2 | 19.805 | Scenario_3 | outage_line_14
Olsker Trf 1 | 35.0782 | Scenario_3 | outage_line_14
Olsker Trf 2 | 0 | Scenario_3 | outage_line_14
Østerlars Trf 1 | 11.2578 | Scenario_3 | outage_line_14
Aakirkeby Trf 22 |  | Scenario_3 | outage_line_14
Nexø Trf 1 |  | Scenario_3 | outage_line_14
Nexø Trf 2 |  | Scenario_3 | outage_line_14
Bodilsker Trf 1 | 0.47717 | Scenario_3 | outage_line_14
Rønne Syd Trf 1 |  | Scenario_3 | outage_line_14
Allinge Trf 1 | 24.3886 | Scenario_3 | outage_line_14
Allinge Trf 2 | 0 | Scenario_3 | outage_line_14
Svaneke Trf 1 | 18.3226 | Scenario_3 | outage_line_14
Viadukten Trf 1 |  | Scenario_3 | outage_line_14
Rønne Nord Trf 1 |  | Scenario_3 | outage_line_14
Poulsker Trf 1 |  | Scenario_3 | outage_line_14
Vesthavnen Trf 1 |  | Scenario_3 | outage_line_14
Gudhjem Trf 1 | 17.0056 | Scenario_3 | outage_line_14
Borrby | 19.0048 | Scenario_3 | outage_line_15
Trf blok 6 |  | Scenario_3 | outage_line_15
Trf blok 5 |  | Scenario_3 | outage_line_15
Trf Vaerket 1 |  | Scenario_3 | outage_line_15
Trf Vaerket 1 - 1 |  | Scenario_3 | outage_line_15
Værket Trf 2 |  | Scenario_3 | outage_line_15
Snorrebakken Trf |  | Scenario_3 | outage_line_15
Hasle Trf 1 | 0 | Scenario_3 | outage_line_15
Hasle Trf 2 | 19.7499 | Scenario_3 | outage_line_15
Olsker Trf 1 | 34.9559 | Scenario_3 | outage_line_15
Olsker Trf 2 | 0 | Scenario_3 | outage_line_15
Østerlars Trf 1 | 11.2063 | Scenario_3 | outage_line_15
Aakirkeby Trf 22 |  | Scenario_3 | outage_line_15
Nexø Trf 1 |  | Scenario_3 | outage_line_15
Nexø Trf 2 |  | Scenario_3 | outage_line_15
Bodilsker Trf 1 | 0.47717 | Scenario_3 | outage_line_15
Rønne Syd Trf 1 |  | Scenario_3 | outage_line_15
Allinge Trf 1 | 24.3037 | Scenario_3 | outage_line_15
Allinge Trf 2 | 0 | Scenario_3 | outage_line_15
Svaneke Trf 1 |  | Scenario_3 | outage_line_15
Viadukten Trf 1 |  | Scenario_3 | outage_line_15
Rønne Nord Trf 1 |  | Scenario_3 | outage_line_15
Poulsker Trf 1 |  | Scenario_3 | outage_line_15
Vesthavnen Trf 1 |  | Scenario_3 | outage_line_15
Gudhjem Trf 1 | 16.9258 | Scenario_3 | outage_line_15
Borrby | 18.8475 | Scenario_3 | outage_line_16
Trf blok 6 |  | Scenario_3 | outage_line_16
Trf blok 5 |  | Scenario_3 | outage_line_16
Trf Vaerket 1 |  | Scenario_3 | outage_line_16
Trf Vaerket 1 - 1 |  | Scenario_3 | outage_line_16
Værket Trf 2 |  | Scenario_3 | outage_line_16
Snorrebakken Trf |  | Scenario_3 | outage_line_16
Hasle Trf 1 | 0 | Scenario_3 | outage_line_16
Hasle Trf 2 | 19.7577 | Scenario_3 | outage_line_16
Olsker Trf 1 | 34.9728 | Scenario_3 | outage_line_16
Olsker Trf 2 | 0 | Scenario_3 | outage_line_16
Østerlars Trf 1 | 11.2132 | Scenario_3 | outage_line_16
Aakirkeby Trf 22 |  | Scenario_3 | outage_line_16
Nexø Trf 1 |  | Scenario_3 | outage_line_16
Nexø Trf 2 |  | Scenario_3 | outage_line_16
Bodilsker Trf 1 | 0.47717 | Scenario_3 | outage_line_16
Rønne Syd Trf 1 |  | Scenario_3 | outage_line_16
Allinge Trf 1 | 24.3154 | Scenario_3 | outage_line_16
Allinge Trf 2 | 0 | Scenario_3 | outage_line_16
Svaneke Trf 1 |  | Scenario_3 | outage_line_16
Viadukten Trf 1 |  | Scenario_3 | outage_line_16
Rønne Nord Trf 1 |  | Scenario_3 | outage_line_16
Poulsker Trf 1 |  | Scenario_3 | outage_line_16
Vesthavnen Trf 1 |  | Scenario_3 | outage_line_16
Gudhjem Trf 1 | 16.9365 | Scenario_3 | outage_line_16
Borrby | 16.7768 | Scenario_3 | outage_line_17
Trf blok 6 |  | Scenario_3 | outage_line_17
Trf blok 5 |  | Scenario_3 | outage_line_17
Trf Vaerket 1 |  | Scenario_3 | outage_line_17
Trf Vaerket 1 - 1 |  | Scenario_3 | outage_line_17
Værket Trf 2 |  | Scenario_3 | outage_line_17
Snorrebakken Trf |  | Scenario_3 | outage_line_17
Hasle Trf 1 | 0 | Scenario_3 | outage_line_17
Hasle Trf 2 | 19.7977 | Scenario_3 | outage_line_17
Olsker Trf 1 | 35.0567 | Scenario_3 | outage_line_17
Olsker Trf 2 | 0 | Scenario_3 | outage_line_17
Østerlars Trf 1 | 11.2464 | Scenario_3 | outage_line_17
Aakirkeby Trf 22 |  | Scenario_3 | outage_line_17
Nexø Trf 1 |  | Scenario_3 | outage_line_17
Nexø Trf 2 |  | Scenario_3 | outage_line_17
Bodilsker Trf 1 | 0.47717 | Scenario_3 | outage_line_17
Rønne Syd Trf 1 |  | Scenario_3 | outage_line_17
Allinge Trf 1 | 24.3737 | Scenario_3 | outage_line_17
Allinge Trf 2 | 0 | Scenario_3 | outage_line_17
Svaneke Trf 1 |  | Scenario_3 | outage_line_17
Viadukten Trf 1 |  | Scenario_3 | outage_line_17
Rønne Nord Trf 1 |  | Scenario_3 | outage_line_17
Poulsker Trf 1 |  | Scenario_3 | outage_line_17
Vesthavnen Trf 1 |  | Scenario_3 | outage_line_17
Gudhjem Trf 1 |  | Scenario_3 | outage_line_17
Borrby | 16.3966 | Scenario_3 | outage_line_18
Trf blok 6 |  | Scenario_3 | outage_line_18
Trf blok 5 |  | Scenario_3 | outage_line_18
Trf Vaerket 1 |  | Scenario_3 | outage_line_18
Trf Vaerket 1 - 1 |  | Scenario_3 | outage_line_18
Værket Trf 2 |  | Scenario_3 | outage_line_18
Snorrebakken Trf |  | Scenario_3 | outage_line_18
Hasle Trf 1 | 0 | Scenario_3 | outage_line_18
Hasle Trf 2 | 19.6853 | Scenario_3 | outage_line_18
Olsker Trf 1 | 34.81 | Scenario_3 | outage_line_18
Olsker Trf 2 | 0 | Scenario_3 | outage_line_18
Østerlars Trf 1 |  | Scenario_3 | outage_line_18
Aakirkeby Trf 22 |  | Scenario_3 | outage_line_18
Nexø Trf 1 |  | Scenario_3 | outage_line_18
Nexø Trf 2 |  | Scenario_3 | outage_line_18
Bodilsker Trf 1 | 0.47717 | Scenario_3 | outage_line_18
Rønne Syd Trf 1 |  | Scenario_3 | outage_line_18
Allinge Trf 1 | 24.2025 | Scenario_3 | outage_line_18
Allinge Trf 2 | 0 | Scenario_3 | outage_line_18
Svaneke Trf 1 |  | Scenario_3 | outage_line_18
Viadukten Trf 1 |  | Scenario_3 | outage_line_18
Rønne Nord Trf 1 |  | Scenario_3 | outage_line_18
Poulsker Trf 1 |  | Scenario_3 | outage_line_18
Vesthavnen Trf 1 |  | Scenario_3 | outage_line_18
Gudhjem Trf 1 |  | Scenario_3 | outage_line_18
Borrby | 17.8758 | Scenario_3 | outage_line_19
Trf blok 6 |  | Scenario_3 | outage_line_19
Trf blok 5 |  | Scenario_3 | outage_line_19
Trf Vaerket 1 |  | Scenario_3 | outage_line_19
Trf Vaerket 1 - 1 |  | Scenario_3 | outage_line_19
Værket Trf 2 |  | Scenario_3 | outage_line_19
Snorrebakken Trf |  | Scenario_3 | outage_line_19
Hasle Trf 1 | 0 | Scenario_3 | outage_line_19
Hasle Trf 2 | 19.5479 | Scenario_3 | outage_line_19
Olsker Trf 1 | 34.5118 | Scenario_3 | outage_line_19
Olsker Trf 2 | 0 | Scenario_3 | outage_line_19
Østerlars Trf 1 |  | Scenario_3 | outage_line_19
Aakirkeby Trf 22 |  | Scenario_3 | outage_line_19
Nexø Trf 1 |  | Scenario_3 | outage_line_19
Nexø Trf 2 |  | Scenario_3 | outage_line_19
Bodilsker Trf 1 | 0.47717 | Scenario_3 | outage_line_19
Rønne Syd Trf 1 |  | Scenario_3 | outage_line_19
Allinge Trf 1 |  | Scenario_3 | outage_line_19
Allinge Trf 2 |  | Scenario_3 | outage_line_19
Svaneke Trf 1 |  | Scenario_3 | outage_line_19
Viadukten Trf 1 |  | Scenario_3 | outage_line_19
Rønne Nord Trf 1 |  | Scenario_3 | outage_line_19
Poulsker Trf 1 |  | Scenario_3 | outage_line_19
Vesthavnen Trf 1 |  | Scenario_3 | outage_line_19
Gudhjem Trf 1 |  | Scenario_3 | outage_line_19
Borrby | 17.4473 | Scenario_3 | outage_line_20
Trf blok 6 |  | Scenario_3 | outage_line_20
Trf blok 5 |  | Scenario_3 | outage_line_20
Trf Vaerket 1 |  | Scenario_3 | outage_line_20
Trf Vaerket 1 - 1 |  | Scenario_3 | outage_line_20
Værket Trf 2 |  | Scenario_3 | outage_line_20
Snorrebakken Trf |  | Scenario_3 | outage_line_20
Hasle Trf 1 | 0 | Scenario_3 | outage_line_20
Hasle Trf 2 | 19.4883 | Scenario_3 | outage_line_20
Olsker Trf 1 |  | Scenario_3 | outage_line_20
Olsker Trf 2 |  | Scenario_3 | outage_line_20
Østerlars Trf 1 |  | Scenario_3 | outage_line_20
Aakirkeby Trf 22 |  | Scenario_3 | outage_line_20
Nexø Trf 1 |  | Scenario_3 | outage_line_20
Nexø Trf 2 |  | Scenario_3 | outage_line_20
Bodilsker Trf 1 | 0.47717 | Scenario_3 | outage_line_20
Rønne Syd Trf 1 |  | Scenario_3 | outage_line_20
Allinge Trf 1 |  | Scenario_3 | outage_line_20
Allinge Trf 2 |  | Scenario_3 | outage_line_20
Svaneke Trf 1 |  | Scenario_3 | outage_line_20
Viadukten Trf 1 |  | Scenario_3 | outage_line_20
Rønne Nord Trf 1 |  | Scenario_3 | outage_line_20
Poulsker Trf 1 |  | Scenario_3 | outage_line_20
Vesthavnen Trf 1 |  | Scenario_3 | outage_line_20
Gudhjem Trf 1 |  | Scenario_3 | outage_line_20
Borrby | 17.8784 | Scenario_3 | outage_line_21
Trf blok 6 |  | Scenario_3 | outage_line_21
Trf blok 5 |  | Scenario_3 | outage_line_21
Trf Vaerket 1 |  | Scenario_3 | outage_line_21
Trf Vaerket 1 - 1 |  | Scenario_3 | outage_line_21
Værket Trf 2 |  | Scenario_3 | outage_line_21
Snorrebakken Trf |  | Scenario_3 | outage_line_21
Hasle Trf 1 |  | Scenario_3 | outage_line_21
Hasle Trf 2 |  | Scenario_3 | outage_line_21
Olsker Trf 1 |  | Scenario_3 | outage_line_21
Olsker Trf 2 |  | Scenario_3 | outage_line_21
Østerlars Trf 1 |  | Scenario_3 | outage_line_21
Aakirkeby Trf 22 |  | Scenario_3 | outage_line_21
Nexø Trf 1 |  | Scenario_3 | outage_line_21
Nexø Trf 2 |  | Scenario_3 | outage_line_21
Bodilsker Trf 1 | 0.47717 | Scenario_3 | outage_line_21
Rønne Syd Trf 1 |  | Scenario_3 | outage_line_21
Allinge Trf 1 |  | Scenario_3 | outage_line_21
Allinge Trf 2 |  | Scenario_3 | outage_line_21
Svaneke Trf 1 |  | Scenario_3 | outage_line_21
Viadukten Trf 1 |  | Scenario_3 | outage_line_21
Rønne Nord Trf 1 |  | Scenario_3 | outage_line_21
Poulsker Trf 1 |  | Scenario_3 | outage_line_21
Vesthavnen Trf 1 |  | Scenario_3 | outage_line_21
Gudhjem Trf 1 |  | Scenario_3 | outage_line_21
Borrby | 1.6362 | Scenario_3 | outage_line_22
Trf blok 6 |  | Scenario_3 | outage_line_22
Trf blok 5 |  | Scenario_3 | outage_line_22
Trf Vaerket 1 |  | Scenario_3 | outage_line_22
Trf Vaerket 1 - 1 |  | Scenario_3 | outage_line_22
Værket Trf 2 |  | Scenario_3 | outage_line_22
Snorrebakken Trf |  | Scenario_3 | outage_line_22
Hasle Trf 1 |  | Scenario_3 | outage_line_22
Hasle Trf 2 |  | Scenario_3 | outage_line_22
Olsker Trf 1 |  | Scenario_3 | outage_line_22
Olsker Trf 2 |  | Scenario_3 | outage_line_22
Østerlars Trf 1 |  | Scenario_3 | outage_line_22
Aakirkeby Trf 22 |  | Scenario_3 | outage_line_22
Nexø Trf 1 |  | Scenario_3 | outage_line_22
Nexø Trf 2 |  | Scenario_3 | outage_line_22
Bodilsker Trf 1 | 0.47717 | Scenario_3 | outage_line_22
Rønne Syd Trf 1 |  | Scenario_3 | outage_line_22
Allinge Trf 1 |  | Scenario_3 | outage_line_22
Allinge Trf 2 |  | Scenario_3 | outage_line_22
Svaneke Trf 1 |  | Scenario_3 | outage_line_22
Viadukten Trf 1 |  | Scenario_3 | outage_line_22
Rønne Nord Trf 1 |  | Scenario_3 | outage_line_22
Poulsker Trf 1 |  | Scenario_3 | outage_line_22
Vesthavnen Trf 1 |  | Scenario_3 | outage_line_22
Gudhjem Trf 1 |  | Scenario_3 | outage_line_22
Borrby | 21.8163 | Scenario_4 | outage_line_0
Trf blok 6 |  | Scenario_4 | outage_line_0
Trf blok 5 |  | Scenario_4 | outage_line_0
Trf Vaerket 1 |  | Scenario_4 | outage_line_0
Trf Vaerket 1 - 1 |  | Scenario_4 | outage_line_0
Værket Trf 2 | 13.7287 | Scenario_4 | outage_line_0
Snorrebakken Trf | 22.0255 | Scenario_4 | outage_line_0
Hasle Trf 1 | 0 | Scenario_4 | outage_line_0
Hasle Trf 2 | 21.9216 | Scenario_4 | outage_line_0
Olsker Trf 1 | 37.1145 | Scenario_4 | outage_line_0
Olsker Trf 2 | 0 | Scenario_4 | outage_line_0
Østerlars Trf 1 | 11.7452 | Scenario_4 | outage_line_0
Aakirkeby Trf 22 | 5.0533 | Scenario_4 | outage_line_0
Nexø Trf 1 | 21.311 | Scenario_4 | outage_line_0
Nexø Trf 2 | 0 | Scenario_4 | outage_line_0
Bodilsker Trf 1 | 40.703 | Scenario_4 | outage_line_0
Rønne Syd Trf 1 | 58.1771 | Scenario_4 | outage_line_0
Allinge Trf 1 | 28.2353 | Scenario_4 | outage_line_0
Allinge Trf 2 | 0 | Scenario_4 | outage_line_0
Svaneke Trf 1 | 17.4991 | Scenario_4 | outage_line_0
Viadukten Trf 1 | 12.5393 | Scenario_4 | outage_line_0
Rønne Nord Trf 1 | 11.5879 | Scenario_4 | outage_line_0
Poulsker Trf 1 | 14.296 | Scenario_4 | outage_line_0
Vesthavnen Trf 1 | 6.5061 | Scenario_4 | outage_line_0
Gudhjem Trf 1 | 17.6159 | Scenario_4 | outage_line_0
Borrby | 19.4146 | Scenario_4 | outage_line_1
Trf blok 6 |  | Scenario_4 | outage_line_1
Trf blok 5 |  | Scenario_4 | outage_line_1
Trf Vaerket 1 |  | Scenario_4 | outage_line_1
Trf Vaerket 1 - 1 |  | Scenario_4 | outage_line_1
Værket Trf 2 | 13.7544 | Scenario_4 | outage_line_1
Snorrebakken Trf |  | Scenario_4 | outage_line_1
Hasle Trf 1 | 0 | Scenario_4 | outage_line_1
Hasle Trf 2 | 21.8893 | Scenario_4 | outage_line_1
Olsker Trf 1 | 37.0629 | Scenario_4 | outage_line_1
Olsker Trf 2 | 0 | Scenario_4 | outage_line_1
Østerlars Trf 1 | 11.7317 | Scenario_4 | outage_line_1
Aakirkeby Trf 22 | 5.0464 | Scenario_4 | outage_line_1
Nexø Trf 1 | 21.2899 | Scenario_4 | outage_line_1
Nexø Trf 2 | 0 | Scenario_4 | outage_line_1
Bodilsker Trf 1 | 35.6632 | Scenario_4 | outage_line_1
Rønne Syd Trf 1 | 58.2184 | Scenario_4 | outage_line_1
Allinge Trf 1 | 28.1956 | Scenario_4 | outage_line_1
Allinge Trf 2 | 0 | Scenario_4 | outage_line_1
Svaneke Trf 1 | 17.4817 | Scenario_4 | outage_line_1
Viadukten Trf 1 | 12.5173 | Scenario_4 | outage_line_1
Rønne Nord Trf 1 | 11.5681 | Scenario_4 | outage_line_1
Poulsker Trf 1 | 14.2823 | Scenario_4 | outage_line_1
Vesthavnen Trf 1 | 6.4955 | Scenario_4 | outage_line_1
Gudhjem Trf 1 | 17.5952 | Scenario_4 | outage_line_1
Borrby | 19.5259 | Scenario_4 | outage_line_2
Trf blok 6 |  | Scenario_4 | outage_line_2
Trf blok 5 |  | Scenario_4 | outage_line_2
Trf Vaerket 1 |  | Scenario_4 | outage_line_2
Trf Vaerket 1 - 1 |  | Scenario_4 | outage_line_2
Værket Trf 2 | 13.7334 | Scenario_4 | outage_line_2
Snorrebakken Trf |  | Scenario_4 | outage_line_2
Hasle Trf 1 | 0 | Scenario_4 | outage_line_2
Hasle Trf 2 | 21.9115 | Scenario_4 | outage_line_2
Olsker Trf 1 | 37.1017 | Scenario_4 | outage_line_2
Olsker Trf 2 | 0 | Scenario_4 | outage_line_2
Østerlars Trf 1 | 11.7439 | Scenario_4 | outage_line_2
Aakirkeby Trf 22 | 5.0526 | Scenario_4 | outage_line_2
Nexø Trf 1 | 21.3135 | Scenario_4 | outage_line_2
Nexø Trf 2 | 0 | Scenario_4 | outage_line_2
Bodilsker Trf 1 | 35.0647 | Scenario_4 | outage_line_2
Rønne Syd Trf 1 | 58.1863 | Scenario_4 | outage_line_2
Allinge Trf 1 | 28.2255 | Scenario_4 | outage_line_2
Allinge Trf 2 | 0 | Scenario_4 | outage_line_2
Svaneke Trf 1 | 17.5007 | Scenario_4 | outage_line_2
Viadukten Trf 1 | 12.5336 | Scenario_4 | outage_line_2
Rønne Nord Trf 1 | 11.58 | Scenario_4 | outage_line_2
Poulsker Trf 1 | 14.2978 | Scenario_4 | outage_line_2
Vesthavnen Trf 1 | 6.5 | Scenario_4 | outage_line_2
Gudhjem Trf 1 | 17.614 | Scenario_4 | outage_line_2
Borrby | 19.6314 | Scenario_4 | outage_line_3
Trf blok 6 |  | Scenario_4 | outage_line_3
Trf blok 5 |  | Scenario_4 | outage_line_3
Trf Vaerket 1 |  | Scenario_4 | outage_line_3
Trf Vaerket 1 - 1 |  | Scenario_4 | outage_line_3
Værket Trf 2 | 13.71 | Scenario_4 | outage_line_3
Snorrebakken Trf |  | Scenario_4 | outage_line_3
Hasle Trf 1 | 0 | Scenario_4 | outage_line_3
Hasle Trf 2 | 21.9296 | Scenario_4 | outage_line_3
Olsker Trf 1 | 37.1335 | Scenario_4 | outage_line_3
Olsker Trf 2 | 0 | Scenario_4 | outage_line_3
Østerlars Trf 1 | 11.7541 | Scenario_4 | outage_line_3
Aakirkeby Trf 22 | 5.0578 | Scenario_4 | outage_line_3
Nexø Trf 1 | 21.3332 | Scenario_4 | outage_line_3
Nexø Trf 2 | 0 | Scenario_4 | outage_line_3
Bodilsker Trf 1 | 34.5846 | Scenario_4 | outage_line_3
Rønne Syd Trf 1 | 58.1594 | Scenario_4 | outage_line_3
Allinge Trf 1 | 28.2499 | Scenario_4 | outage_line_3
Allinge Trf 2 | 0 | Scenario_4 | outage_line_3
Svaneke Trf 1 | 17.5164 | Scenario_4 | outage_line_3
Viadukten Trf 1 | 12.5443 | Scenario_4 | outage_line_3
Rønne Nord Trf 1 | 11.5896 | Scenario_4 | outage_line_3
Poulsker Trf 1 | 14.3108 | Scenario_4 | outage_line_3
Vesthavnen Trf 1 | 6.5051 | Scenario_4 | outage_line_3
Gudhjem Trf 1 | 17.6296 | Scenario_4 | outage_line_3
Borrby | 18.77 | Scenario_4 | outage_line_4
Trf blok 6 |  | Scenario_4 | outage_line_4
Trf blok 5 |  | Scenario_4 | outage_line_4
Trf Vaerket 1 |  | Scenario_4 | outage_line_4
Trf Vaerket 1 - 1 |  | Scenario_4 | outage_line_4
Værket Trf 2 |  | Scenario_4 | outage_line_4
Snorrebakken Trf |  | Scenario_4 | outage_line_4
Hasle Trf 1 | 0 | Scenario_4 | outage_line_4
Hasle Trf 2 | 21.7234 | Scenario_4 | outage_line_4
Olsker Trf 1 | 36.7847 | Scenario_4 | outage_line_4
Olsker Trf 2 | 0 | Scenario_4 | outage_line_4
Østerlars Trf 1 | 11.6501 | Scenario_4 | outage_line_4
Aakirkeby Trf 22 | 5.0102 | Scenario_4 | outage_line_4
Nexø Trf 1 | 21.144 | Scenario_4 | outage_line_4
Nexø Trf 2 | 0 | Scenario_4 | outage_line_4
Bodilsker Trf 1 | 39.5441 | Scenario_4 | outage_line_4
Rønne Syd Trf 1 | 58.4011 | Scenario_4 | outage_line_4
Allinge Trf 1 | 27.9816 | Scenario_4 | outage_line_4
Allinge Trf 2 | 0 | Scenario_4 | outage_line_4
Svaneke Trf 1 | 17.3638 | Scenario_4 | outage_line_4
Viadukten Trf 1 | 12.4207 | Scenario_4 | outage_line_4
Rønne Nord Trf 1 | 11.4784 | Scenario_4 | outage_line_4
Poulsker Trf 1 | 14.1867 | Scenario_4 | outage_line_4
Vesthavnen Trf 1 | 6.447 | Scenario_4 | outage_line_4
Gudhjem Trf 1 | 17.47 | Scenario_4 | outage_line_4
Borrby | 18.4009 | Scenario_4 | outage_line_5
Trf blok 6 |  | Scenario_4 | outage_line_5
Trf blok 5 |  | Scenario_4 | outage_line_5
Trf Vaerket 1 |  | Scenario_4 | outage_line_5
Trf Vaerket 1 - 1 |  | Scenario_4 | outage_line_5
Værket Trf 2 |  | Scenario_4 | outage_line_5
Snorrebakken Trf |  | Scenario_4 | outage_line_5
Hasle Trf 1 | 0 | Scenario_4 | outage_line_5
Hasle Trf 2 | 21.7102 | Scenario_4 | outage_line_5
Olsker Trf 1 | 36.7631 | Scenario_4 | outage_line_5
Olsker Trf 2 | 0 | Scenario_4 | outage_line_5
Østerlars Trf 1 | 11.6439 | Scenario_4 | outage_line_5
Aakirkeby Trf 22 | 5.0074 | Scenario_4 | outage_line_5
Nexø Trf 1 | 21.1335 | Scenario_4 | outage_line_5
Nexø Trf 2 | 0 | Scenario_4 | outage_line_5
Bodilsker Trf 1 | 39.1571 | Scenario_4 | outage_line_5
Rønne Syd Trf 1 | 58.4166 | Scenario_4 | outage_line_5
Allinge Trf 1 | 27.965 | Scenario_4 | outage_line_5
Allinge Trf 2 | 0 | Scenario_4 | outage_line_5
Svaneke Trf 1 | 17.3552 | Scenario_4 | outage_line_5
Viadukten Trf 1 | 12.4127 | Scenario_4 | outage_line_5
Rønne Nord Trf 1 | 11.471 | Scenario_4 | outage_line_5
Poulsker Trf 1 | 14.1799 | Scenario_4 | outage_line_5
Vesthavnen Trf 1 |  | Scenario_4 | outage_line_5
Gudhjem Trf 1 | 17.4606 | Scenario_4 | outage_line_5
Borrby | 18.4232 | Scenario_4 | outage_line_6
Trf blok 6 |  | Scenario_4 | outage_line_6
Trf blok 5 |  | Scenario_4 | outage_line_6
Trf Vaerket 1 |  | Scenario_4 | outage_line_6
Trf Vaerket 1 - 1 |  | Scenario_4 | outage_line_6
Værket Trf 2 |  | Scenario_4 | outage_line_6
Snorrebakken Trf |  | Scenario_4 | outage_line_6
Hasle Trf 1 | 0 | Scenario_4 | outage_line_6
Hasle Trf 2 | 21.6216 | Scenario_4 | outage_line_6
Olsker Trf 1 | 36.8083 | Scenario_4 | outage_line_6
Olsker Trf 2 | 0 | Scenario_4 | outage_line_6
Østerlars Trf 1 | 11.775 | Scenario_4 | outage_line_6
Aakirkeby Trf 22 | 5.1757 | Scenario_4 | outage_line_6
Nexø Trf 1 | 21.5908 | Scenario_4 | outage_line_6
Nexø Trf 2 | 0 | Scenario_4 | outage_line_6
Bodilsker Trf 1 | 37.7037 | Scenario_4 | outage_line_6
Rønne Syd Trf 1 | 57.4116 | Scenario_4 | outage_line_6
Allinge Trf 1 | 27.9998 | Scenario_4 | outage_line_6
Allinge Trf 2 | 0 | Scenario_4 | outage_line_6
Svaneke Trf 1 | 17.704 | Scenario_4 | outage_line_6
Viadukten Trf 1 | 12.981 | Scenario_4 | outage_line_6
Rønne Nord Trf 1 | 12.0006 | Scenario_4 | outage_line_6
Poulsker Trf 1 | 14.488 | Scenario_4 | outage_line_6
Vesthavnen Trf 1 |  | Scenario_4 | outage_line_6
Gudhjem Trf 1 | 17.6616 | Scenario_4 | outage_line_6
Borrby | 17.8886 | Scenario_4 | outage_line_7
Trf blok 6 |  | Scenario_4 | outage_line_7
Trf blok 5 |  | Scenario_4 | outage_line_7
Trf Vaerket 1 |  | Scenario_4 | outage_line_7
Trf Vaerket 1 - 1 |  | Scenario_4 | outage_line_7
Værket Trf 2 |  | Scenario_4 | outage_line_7
Snorrebakken Trf |  | Scenario_4 | outage_line_7
Hasle Trf 1 | 0 | Scenario_4 | outage_line_7
Hasle Trf 2 | 21.5832 | Scenario_4 | outage_line_7
Olsker Trf 1 | 36.7276 | Scenario_4 | outage_line_7
Olsker Trf 2 | 0 | Scenario_4 | outage_line_7
Østerlars Trf 1 | 11.7412 | Scenario_4 | outage_line_7
Aakirkeby Trf 22 | 5.1502 | Scenario_4 | outage_line_7
Nexø Trf 1 | 21.5109 | Scenario_4 | outage_line_7
Nexø Trf 2 | 0 | Scenario_4 | outage_line_7
Bodilsker Trf 1 | 35.6103 | Scenario_4 | outage_line_7
Rønne Syd Trf 1 | 57.5438 | Scenario_4 | outage_line_7
Allinge Trf 1 | 27.9377 | Scenario_4 | outage_line_7
Allinge Trf 2 | 0 | Scenario_4 | outage_line_7
Svaneke Trf 1 | 17.6413 | Scenario_4 | outage_line_7
Viadukten Trf 1 | 12.8999 | Scenario_4 | outage_line_7
Rønne Nord Trf 1 |  | Scenario_4 | outage_line_7
Poulsker Trf 1 | 14.4349 | Scenario_4 | outage_line_7
Vesthavnen Trf 1 |  | Scenario_4 | outage_line_7
Gudhjem Trf 1 | 17.6098 | Scenario_4 | outage_line_7
Borrby | 17.3438 | Scenario_4 | outage_line_8
Trf blok 6 |  | Scenario_4 | outage_line_8
Trf blok 5 |  | Scenario_4 | outage_line_8
Trf Vaerket 1 |  | Scenario_4 | outage_line_8
Trf Vaerket 1 - 1 |  | Scenario_4 | outage_line_8
Værket Trf 2 |  | Scenario_4 | outage_line_8
Snorrebakken Trf |  | Scenario_4 | outage_line_8
Hasle Trf 1 | 0 | Scenario_4 | outage_line_8
Hasle Trf 2 | 21.5403 | Scenario_4 | outage_line_8
Olsker Trf 1 | 36.6372 | Scenario_4 | outage_line_8
Olsker Trf 2 | 0 | Scenario_4 | outage_line_8
Østerlars Trf 1 | 11.7034 | Scenario_4 | outage_line_8
Aakirkeby Trf 22 | 5.1218 | Scenario_4 | outage_line_8
Nexø Trf 1 | 21.422 | Scenario_4 | outage_line_8
Nexø Trf 2 | 0 | Scenario_4 | outage_line_8
Bodilsker Trf 1 | 33.9506 | Scenario_4 | outage_line_8
Rønne Syd Trf 1 | 57.694 | Scenario_4 | outage_line_8
Allinge Trf 1 | 27.8683 | Scenario_4 | outage_line_8
Allinge Trf 2 | 0 | Scenario_4 | outage_line_8
Svaneke Trf 1 | 17.5713 | Scenario_4 | outage_line_8
Viadukten Trf 1 |  | Scenario_4 | outage_line_8
Rønne Nord Trf 1 |  | Scenario_4 | outage_line_8
Poulsker Trf 1 | 14.3758 | Scenario_4 | outage_line_8
Vesthavnen Trf 1 |  | Scenario_4 | outage_line_8
Gudhjem Trf 1 | 17.5519 | Scenario_4 | outage_line_8
Borrby | 17.471 | Scenario_4 | outage_line_9
Trf blok 6 |  | Scenario_4 | outage_line_9
Trf blok 5 |  | Scenario_4 | outage_line_9
Trf Vaerket 1 |  | Scenario_4 | outage_line_9
Trf Vaerket 1 - 1 |  | Scenario_4 | outage_line_9
Værket Trf 2 |  | Scenario_4 | outage_line_9
Snorrebakken Trf |  | Scenario_4 | outage_line_9
Hasle Trf 1 | 0 | Scenario_4 | outage_line_9
Hasle Trf 2 | 21.2838 | Scenario_4 | outage_line_9
Olsker Trf 1 | 36.1029 | Scenario_4 | outage_line_9
Olsker Trf 2 | 0 | Scenario_4 | outage_line_9
Østerlars Trf 1 | 11.4835 | Scenario_4 | outage_line_9
Aakirkeby Trf 22 | 4.9659 | Scenario_4 | outage_line_9
Nexø Trf 1 | 20.909 | Scenario_4 | outage_line_9
Nexø Trf 2 | 0 | Scenario_4 | outage_line_9
Bodilsker Trf 1 | 46.6557 | Scenario_4 | outage_line_9
Rønne Syd Trf 1 |  | Scenario_4 | outage_line_9
Allinge Trf 1 | 27.4582 | Scenario_4 | outage_line_9
Allinge Trf 2 | 0 | Scenario_4 | outage_line_9
Svaneke Trf 1 | 17.1679 | Scenario_4 | outage_line_9
Viadukten Trf 1 |  | Scenario_4 | outage_line_9
Rønne Nord Trf 1 |  | Scenario_4 | outage_line_9
Poulsker Trf 1 | 14.0354 | Scenario_4 | outage_line_9
Vesthavnen Trf 1 |  | Scenario_4 | outage_line_9
Gudhjem Trf 1 | 17.2145 | Scenario_4 | outage_line_9
Borrby | 17.3128 | Scenario_4 | outage_line_10
Trf blok 6 |  | Scenario_4 | outage_line_10
Trf blok 5 |  | Scenario_4 | outage_line_10
Trf Vaerket 1 |  | Scenario_4 | outage_line_10
Trf Vaerket 1 - 1 |  | Scenario_4 | outage_line_10
Værket Trf 2 |  | Scenario_4 | outage_line_10
Snorrebakken Trf |  | Scenario_4 | outage_line_10
Hasle Trf 1 | 0 | Scenario_4 | outage_line_10
Hasle Trf 2 | 21.235 | Scenario_4 | outage_line_10
Olsker Trf 1 | 36.0011 | Scenario_4 | outage_line_10
Olsker Trf 2 | 0 | Scenario_4 | outage_line_10
Østerlars Trf 1 | 11.4416 | Scenario_4 | outage_line_10
Aakirkeby Trf 22 |  | Scenario_4 | outage_line_10
Nexø Trf 1 | 20.8112 | Scenario_4 | outage_line_10
Nexø Trf 2 | 0 | Scenario_4 | outage_line_10
Bodilsker Trf 1 | 49.0481 | Scenario_4 | outage_line_10
Rønne Syd Trf 1 |  | Scenario_4 | outage_line_10
Allinge Trf 1 | 27.3801 | Scenario_4 | outage_line_10
Allinge Trf 2 | 0 | Scenario_4 | outage_line_10
Svaneke Trf 1 | 17.0912 | Scenario_4 | outage_line_10
Viadukten Trf 1 |  | Scenario_4 | outage_line_10
Rønne Nord Trf 1 |  | Scenario_4 | outage_line_10
Poulsker Trf 1 | 13.9706 | Scenario_4 | outage_line_10
Vesthavnen Trf 1 |  | Scenario_4 | outage_line_10
Gudhjem Trf 1 | 17.1502 | Scenario_4 | outage_line_10
Borrby | 16.1664 | Scenario_4 | outage_line_11
Trf blok 6 |  | Scenario_4 | outage_line_11
Trf blok 5 |  | Scenario_4 | outage_line_11
Trf Vaerket 1 |  | Scenario_4 | outage_line_11
Trf Vaerket 1 - 1 |  | Scenario_4 | outage_line_11
Værket Trf 2 |  | Scenario_4 | outage_line_11
Snorrebakken Trf |  | Scenario_4 | outage_line_11
Hasle Trf 1 | 0 | Scenario_4 | outage_line_11
Hasle Trf 2 | 21.2379 | Scenario_4 | outage_line_11
Olsker Trf 1 | 36.0051 | Scenario_4 | outage_line_11
Olsker Trf 2 | 0 | Scenario_4 | outage_line_11
Østerlars Trf 1 | 11.4424 | Scenario_4 | outage_line_11
Aakirkeby Trf 22 |  | Scenario_4 | outage_line_11
Nexø Trf 1 | 20.8116 | Scenario_4 | outage_line_11
Nexø Trf 2 | 0 | Scenario_4 | outage_line_11
Bodilsker Trf 1 | 44.9623 | Scenario_4 | outage_line_11
Rønne Syd Trf 1 |  | Scenario_4 | outage_line_11
Allinge Trf 1 | 27.3832 | Scenario_4 | outage_line_11
Allinge Trf 2 | 0 | Scenario_4 | outage_line_11
Svaneke Trf 1 | 17.0917 | Scenario_4 | outage_line_11
Viadukten Trf 1 |  | Scenario_4 | outage_line_11
Rønne Nord Trf 1 |  | Scenario_4 | outage_line_11
Poulsker Trf 1 |  | Scenario_4 | outage_line_11
Vesthavnen Trf 1 |  | Scenario_4 | outage_line_11
Gudhjem Trf 1 | 17.1514 | Scenario_4 | outage_line_11
Borrby | 16.1264 | Scenario_4 | outage_line_12
Trf blok 6 |  | Scenario_4 | outage_line_12
Trf blok 5 |  | Scenario_4 | outage_line_12
Trf Vaerket 1 |  | Scenario_4 | outage_line_12
Trf Vaerket 1 - 1 |  | Scenario_4 | outage_line_12
Værket Trf 2 |  | Scenario_4 | outage_line_12
Snorrebakken Trf |  | Scenario_4 | outage_line_12
Hasle Trf 1 | 0 | Scenario_4 | outage_line_12
Hasle Trf 2 | 21.2614 | Scenario_4 | outage_line_12
Olsker Trf 1 | 36.054 | Scenario_4 | outage_line_12
Olsker Trf 2 | 0 | Scenario_4 | outage_line_12
Østerlars Trf 1 | 11.4625 | Scenario_4 | outage_line_12
Aakirkeby Trf 22 |  | Scenario_4 | outage_line_12
Nexø Trf 1 | 20.8793 | Scenario_4 | outage_line_12
Nexø Trf 2 | 0 | Scenario_4 | outage_line_12
Bodilsker Trf 1 | 42.1529 | Scenario_4 | outage_line_12
Rønne Syd Trf 1 |  | Scenario_4 | outage_line_12
Allinge Trf 1 | 27.4207 | Scenario_4 | outage_line_12
Allinge Trf 2 | 0 | Scenario_4 | outage_line_12
Svaneke Trf 1 | 17.1357 | Scenario_4 | outage_line_12
Viadukten Trf 1 |  | Scenario_4 | outage_line_12
Rønne Nord Trf 1 |  | Scenario_4 | outage_line_12
Poulsker Trf 1 |  | Scenario_4 | outage_line_12
Vesthavnen Trf 1 |  | Scenario_4 | outage_line_12
Gudhjem Trf 1 | 17.1822 | Scenario_4 | outage_line_12
Borrby | 24.6582 | Scenario_4 | outage_line_13
Trf blok 6 |  | Scenario_4 | outage_line_13
Trf blok 5 |  | Scenario_4 | outage_line_13
Trf Vaerket 1 |  | Scenario_4 | outage_line_13
Trf Vaerket 1 - 1 |  | Scenario_4 | outage_line_13
Værket Trf 2 |  | Scenario_4 | outage_line_13
Snorrebakken Trf |  | Scenario_4 | outage_line_13
Hasle Trf 1 | 0 | Scenario_4 | outage_line_13
Hasle Trf 2 | 21.0974 | Scenario_4 | outage_line_13
Olsker Trf 1 | 35.7251 | Scenario_4 | outage_line_13
Olsker Trf 2 | 0 | Scenario_4 | outage_line_13
Østerlars Trf 1 | 11.333 | Scenario_4 | outage_line_13
Aakirkeby Trf 22 |  | Scenario_4 | outage_line_13
Nexø Trf 1 | 20.5926 | Scenario_4 | outage_line_13
Nexø Trf 2 | 0 | Scenario_4 | outage_line_13
Bodilsker Trf 1 | 0.47717 | Scenario_4 | outage_line_13
Rønne Syd Trf 1 |  | Scenario_4 | outage_line_13
Allinge Trf 1 | 27.1687 | Scenario_4 | outage_line_13
Allinge Trf 2 | 0 | Scenario_4 | outage_line_13
Svaneke Trf 1 | 16.9066 | Scenario_4 | outage_line_13
Viadukten Trf 1 |  | Scenario_4 | outage_line_13
Rønne Nord Trf 1 |  | Scenario_4 | outage_line_13
Poulsker Trf 1 |  | Scenario_4 | outage_line_13
Vesthavnen Trf 1 |  | Scenario_4 | outage_line_13
Gudhjem Trf 1 | 16.9834 | Scenario_4 | outage_line_13
Borrby | 20.2654 | Scenario_4 | outage_line_14
Trf blok 6 |  | Scenario_4 | outage_line_14
Trf blok 5 |  | Scenario_4 | outage_line_14
Trf Vaerket 1 |  | Scenario_4 | outage_line_14
Trf Vaerket 1 - 1 |  | Scenario_4 | outage_line_14
Værket Trf 2 |  | Scenario_4 | outage_line_14
Snorrebakken Trf |  | Scenario_4 | outage_line_14
Hasle Trf 1 | 0 | Scenario_4 | outage_line_14
Hasle Trf 2 | 21.118 | Scenario_4 | outage_line_14
Olsker Trf 1 | 35.7619 | Scenario_4 | outage_line_14
Olsker Trf 2 | 0 | Scenario_4 | outage_line_14
Østerlars Trf 1 | 11.3457 | Scenario_4 | outage_line_14
Aakirkeby Trf 22 |  | Scenario_4 | outage_line_14
Nexø Trf 1 |  | Scenario_4 | outage_line_14
Nexø Trf 2 |  | Scenario_4 | outage_line_14
Bodilsker Trf 1 | 0.47717 | Scenario_4 | outage_line_14
Rønne Syd Trf 1 |  | Scenario_4 | outage_line_14
Allinge Trf 1 | 27.1969 | Scenario_4 | outage_line_14
Allinge Trf 2 | 0 | Scenario_4 | outage_line_14
Svaneke Trf 1 | 16.9202 | Scenario_4 | outage_line_14
Viadukten Trf 1 |  | Scenario_4 | outage_line_14
Rønne Nord Trf 1 |  | Scenario_4 | outage_line_14
Poulsker Trf 1 |  | Scenario_4 | outage_line_14
Vesthavnen Trf 1 |  | Scenario_4 | outage_line_14
Gudhjem Trf 1 | 17.0029 | Scenario_4 | outage_line_14
Borrby | 18.8966 | Scenario_4 | outage_line_15
Trf blok 6 |  | Scenario_4 | outage_line_15
Trf blok 5 |  | Scenario_4 | outage_line_15
Trf Vaerket 1 |  | Scenario_4 | outage_line_15
Trf Vaerket 1 - 1 |  | Scenario_4 | outage_line_15
Værket Trf 2 |  | Scenario_4 | outage_line_15
Snorrebakken Trf |  | Scenario_4 | outage_line_15
Hasle Trf 1 | 0 | Scenario_4 | outage_line_15
Hasle Trf 2 | 21.0708 | Scenario_4 | outage_line_15
Olsker Trf 1 | 35.6616 | Scenario_4 | outage_line_15
Olsker Trf 2 | 0 | Scenario_4 | outage_line_15
Østerlars Trf 1 | 11.3037 | Scenario_4 | outage_line_15
Aakirkeby Trf 22 |  | Scenario_4 | outage_line_15
Nexø Trf 1 |  | Scenario_4 | outage_line_15
Nexø Trf 2 |  | Scenario_4 | outage_line_15
Bodilsker Trf 1 | 0.47717 | Scenario_4 | outage_line_15
Rønne Syd Trf 1 |  | Scenario_4 | outage_line_15
Allinge Trf 1 | 27.1201 | Scenario_4 | outage_line_15
Allinge Trf 2 | 0 | Scenario_4 | outage_line_15
Svaneke Trf 1 |  | Scenario_4 | outage_line_15
Viadukten Trf 1 |  | Scenario_4 | outage_line_15
Rønne Nord Trf 1 |  | Scenario_4 | outage_line_15
Poulsker Trf 1 |  | Scenario_4 | outage_line_15
Vesthavnen Trf 1 |  | Scenario_4 | outage_line_15
Gudhjem Trf 1 | 16.9385 | Scenario_4 | outage_line_15
Borrby | 18.745 | Scenario_4 | outage_line_16
Trf blok 6 |  | Scenario_4 | outage_line_16
Trf blok 5 |  | Scenario_4 | outage_line_16
Trf Vaerket 1 |  | Scenario_4 | outage_line_16
Trf Vaerket 1 - 1 |  | Scenario_4 | outage_line_16
Værket Trf 2 |  | Scenario_4 | outage_line_16
Snorrebakken Trf |  | Scenario_4 | outage_line_16
Hasle Trf 1 | 0 | Scenario_4 | outage_line_16
Hasle Trf 2 | 21.0792 | Scenario_4 | outage_line_16
Olsker Trf 1 | 35.6788 | Scenario_4 | outage_line_16
Olsker Trf 2 | 0 | Scenario_4 | outage_line_16
Østerlars Trf 1 | 11.3107 | Scenario_4 | outage_line_16
Aakirkeby Trf 22 |  | Scenario_4 | outage_line_16
Nexø Trf 1 |  | Scenario_4 | outage_line_16
Nexø Trf 2 |  | Scenario_4 | outage_line_16
Bodilsker Trf 1 | 0.47717 | Scenario_4 | outage_line_16
Rønne Syd Trf 1 |  | Scenario_4 | outage_line_16
Allinge Trf 1 | 27.1333 | Scenario_4 | outage_line_16
Allinge Trf 2 | 0 | Scenario_4 | outage_line_16
Svaneke Trf 1 |  | Scenario_4 | outage_line_16
Viadukten Trf 1 |  | Scenario_4 | outage_line_16
Rønne Nord Trf 1 |  | Scenario_4 | outage_line_16
Poulsker Trf 1 |  | Scenario_4 | outage_line_16
Vesthavnen Trf 1 |  | Scenario_4 | outage_line_16
Gudhjem Trf 1 | 16.9491 | Scenario_4 | outage_line_16
Borrby | 16.6861 | Scenario_4 | outage_line_17
Trf blok 6 |  | Scenario_4 | outage_line_17
Trf blok 5 |  | Scenario_4 | outage_line_17
Trf Vaerket 1 |  | Scenario_4 | outage_line_17
Trf Vaerket 1 - 1 |  | Scenario_4 | outage_line_17
Værket Trf 2 |  | Scenario_4 | outage_line_17
Snorrebakken Trf |  | Scenario_4 | outage_line_17
Hasle Trf 1 | 0 | Scenario_4 | outage_line_17
Hasle Trf 2 | 21.1219 | Scenario_4 | outage_line_17
Olsker Trf 1 | 35.7644 | Scenario_4 | outage_line_17
Olsker Trf 2 | 0 | Scenario_4 | outage_line_17
Østerlars Trf 1 | 11.3441 | Scenario_4 | outage_line_17
Aakirkeby Trf 22 |  | Scenario_4 | outage_line_17
Nexø Trf 1 |  | Scenario_4 | outage_line_17
Nexø Trf 2 |  | Scenario_4 | outage_line_17
Bodilsker Trf 1 | 0.47717 | Scenario_4 | outage_line_17
Rønne Syd Trf 1 |  | Scenario_4 | outage_line_17
Allinge Trf 1 | 27.1988 | Scenario_4 | outage_line_17
Allinge Trf 2 | 0 | Scenario_4 | outage_line_17
Svaneke Trf 1 |  | Scenario_4 | outage_line_17
Viadukten Trf 1 |  | Scenario_4 | outage_line_17
Rønne Nord Trf 1 |  | Scenario_4 | outage_line_17
Poulsker Trf 1 |  | Scenario_4 | outage_line_17
Vesthavnen Trf 1 |  | Scenario_4 | outage_line_17
Gudhjem Trf 1 |  | Scenario_4 | outage_line_17
Borrby | 16.1679 | Scenario_4 | outage_line_18
Trf blok 6 |  | Scenario_4 | outage_line_18
Trf blok 5 |  | Scenario_4 | outage_line_18
Trf Vaerket 1 |  | Scenario_4 | outage_line_18
Trf Vaerket 1 - 1 |  | Scenario_4 | outage_line_18
Værket Trf 2 |  | Scenario_4 | outage_line_18
Snorrebakken Trf |  | Scenario_4 | outage_line_18
Hasle Trf 1 | 0 | Scenario_4 | outage_line_18
Hasle Trf 2 | 21.0001 | Scenario_4 | outage_line_18
Olsker Trf 1 | 35.5092 | Scenario_4 | outage_line_18
Olsker Trf 2 | 0 | Scenario_4 | outage_line_18
Østerlars Trf 1 |  | Scenario_4 | outage_line_18
Aakirkeby Trf 22 |  | Scenario_4 | outage_line_18
Nexø Trf 1 |  | Scenario_4 | outage_line_18
Nexø Trf 2 |  | Scenario_4 | outage_line_18
Bodilsker Trf 1 | 0.47717 | Scenario_4 | outage_line_18
Rønne Syd Trf 1 |  | Scenario_4 | outage_line_18
Allinge Trf 1 | 27.0035 | Scenario_4 | outage_line_18
Allinge Trf 2 | 0 | Scenario_4 | outage_line_18
Svaneke Trf 1 |  | Scenario_4 | outage_line_18
Viadukten Trf 1 |  | Scenario_4 | outage_line_18
Rønne Nord Trf 1 |  | Scenario_4 | outage_line_18
Poulsker Trf 1 |  | Scenario_4 | outage_line_18
Vesthavnen Trf 1 |  | Scenario_4 | outage_line_18
Gudhjem Trf 1 |  | Scenario_4 | outage_line_18
Borrby | 17.869 | Scenario_4 | outage_line_19
Trf blok 6 |  | Scenario_4 | outage_line_19
Trf blok 5 |  | Scenario_4 | outage_line_19
Trf Vaerket 1 |  | Scenario_4 | outage_line_19
Trf Vaerket 1 - 1 |  | Scenario_4 | outage_line_19
Værket Trf 2 |  | Scenario_4 | outage_line_19
Snorrebakken Trf |  | Scenario_4 | outage_line_19
Hasle Trf 1 | 0 | Scenario_4 | outage_line_19
Hasle Trf 2 | 20.8296 | Scenario_4 | outage_line_19
Olsker Trf 1 | 35.1562 | Scenario_4 | outage_line_19
Olsker Trf 2 | 0 | Scenario_4 | outage_line_19
Østerlars Trf 1 |  | Scenario_4 | outage_line_19
Aakirkeby Trf 22 |  | Scenario_4 | outage_line_19
Nexø Trf 1 |  | Scenario_4 | outage_line_19
Nexø Trf 2 |  | Scenario_4 | outage_line_19
Bodilsker Trf 1 | 0.47717 | Scenario_4 | outage_line_19
Rønne Syd Trf 1 |  | Scenario_4 | outage_line_19
Allinge Trf 1 |  | Scenario_4 | outage_line_19
Allinge Trf 2 |  | Scenario_4 | outage_line_19
Svaneke Trf 1 |  | Scenario_4 | outage_line_19
Viadukten Trf 1 |  | Scenario_4 | outage_line_19
Rønne Nord Trf 1 |  | Scenario_4 | outage_line_19
Poulsker Trf 1 |  | Scenario_4 | outage_line_19
Vesthavnen Trf 1 |  | Scenario_4 | outage_line_19
Gudhjem Trf 1 |  | Scenario_4 | outage_line_19
Borrby | 17.401 | Scenario_4 | outage_line_20
Trf blok 6 |  | Scenario_4 | outage_line_20
Trf blok 5 |  | Scenario_4 | outage_line_20
Trf Vaerket 1 |  | Scenario_4 | outage_line_20
Trf Vaerket 1 - 1 |  | Scenario_4 | outage_line_20
Værket Trf 2 |  | Scenario_4 | outage_line_20
Snorrebakken Trf |  | Scenario_4 | outage_line_20
Hasle Trf 1 | 0 | Scenario_4 | outage_line_20
Hasle Trf 2 | 20.7645 | Scenario_4 | outage_line_20
Olsker Trf 1 |  | Scenario_4 | outage_line_20
Olsker Trf 2 |  | Scenario_4 | outage_line_20
Østerlars Trf 1 |  | Scenario_4 | outage_line_20
Aakirkeby Trf 22 |  | Scenario_4 | outage_line_20
Nexø Trf 1 |  | Scenario_4 | outage_line_20
Nexø Trf 2 |  | Scenario_4 | outage_line_20
Bodilsker Trf 1 | 0.47717 | Scenario_4 | outage_line_20
Rønne Syd Trf 1 |  | Scenario_4 | outage_line_20
Allinge Trf 1 |  | Scenario_4 | outage_line_20
Allinge Trf 2 |  | Scenario_4 | outage_line_20
Svaneke Trf 1 |  | Scenario_4 | outage_line_20
Viadukten Trf 1 |  | Scenario_4 | outage_line_20
Rønne Nord Trf 1 |  | Scenario_4 | outage_line_20
Poulsker Trf 1 |  | Scenario_4 | outage_line_20
Vesthavnen Trf 1 |  | Scenario_4 | outage_line_20
Gudhjem Trf 1 |  | Scenario_4 | outage_line_20
Borrby | 17.8784 | Scenario_4 | outage_line_21
Trf blok 6 |  | Scenario_4 | outage_line_21
Trf blok 5 |  | Scenario_4 | outage_line_21
Trf Vaerket 1 |  | Scenario_4 | outage_line_21
Trf Vaerket 1 - 1 |  | Scenario_4 | outage_line_21
Værket Trf 2 |  | Scenario_4 | outage_line_21
Snorrebakken Trf |  | Scenario_4 | outage_line_21
Hasle Trf 1 |  | Scenario_4 | outage_line_21
Hasle Trf 2 |  | Scenario_4 | outage_line_21
Olsker Trf 1 |  | Scenario_4 | outage_line_21
Olsker Trf 2 |  | Scenario_4 | outage_line_21
Østerlars Trf 1 |  | Scenario_4 | outage_line_21
Aakirkeby Trf 22 |  | Scenario_4 | outage_line_21
Nexø Trf 1 |  | Scenario_4 | outage_line_21
Nexø Trf 2 |  | Scenario_4 | outage_line_21
Bodilsker Trf 1 | 0.47717 | Scenario_4 | outage_line_21
Rønne Syd Trf 1 |  | Scenario_4 | outage_line_21
Allinge Trf 1 |  | Scenario_4 | outage_line_21
Allinge Trf 2 |  | Scenario_4 | outage_line_21
Svaneke Trf 1 |  | Scenario_4 | outage_line_21
Viadukten Trf 1 |  | Scenario_4 | outage_line_21
Rønne Nord Trf 1 |  | Scenario_4 | outage_line_21
Poulsker Trf 1 |  | Scenario_4 | outage_line_21
Vesthavnen Trf 1 |  | Scenario_4 | outage_line_21
Gudhjem Trf 1 |  | Scenario_4 | outage_line_21
Borrby | 1.6362 | Scenario_4 | outage_line_22
Trf blok 6 |  | Scenario_4 | outage_line_22
Trf blok 5 |  | Scenario_4 | outage_line_22
Trf Vaerket 1 |  | Scenario_4 | outage_line_22
Trf Vaerket 1 - 1 |  | Scenario_4 | outage_line_22
Værket Trf 2 |  | Scenario_4 | outage_line_22
Snorrebakken Trf |  | Scenario_4 | outage_line_22
Hasle Trf 1 |  | Scenario_4 | outage_line_22
Hasle Trf 2 |  | Scenario_4 | outage_line_22
Olsker Trf 1 |  | Scenario_4 | outage_line_22
Olsker Trf 2 |  | Scenario_4 | outage_line_22
Østerlars Trf 1 |  | Scenario_4 | outage_line_22
Aakirkeby Trf 22 |  | Scenario_4 | outage_line_22
Nexø Trf 1 |  | Scenario_4 | outage_line_22
Nexø Trf 2 |  | Scenario_4 | outage_line_22
Bodilsker Trf 1 | 0.47717 | Scenario_4 | outage_line_22
Rønne Syd Trf 1 |  | Scenario_4 | outage_line_22
Allinge Trf 1 |  | Scenario_4 | outage_line_22
Allinge Trf 2 |  | Scenario_4 | outage_line_22
Svaneke Trf 1 |  | Scenario_4 | outage_line_22
Viadukten Trf 1 |  | Scenario_4 | outage_line_22
Rønne Nord Trf 1 |  | Scenario_4 | outage_line_22
Poulsker Trf 1 |  | Scenario_4 | outage_line_22
Vesthavnen Trf 1 |  | Scenario_4 | outage_line_22
Gudhjem Trf 1 |  | Scenario_4 | outage_line_22
Borrby | 22.6466 | Scenario_5 | outage_line_0
Trf blok 6 |  | Scenario_5 | outage_line_0
Trf blok 5 |  | Scenario_5 | outage_line_0
Trf Vaerket 1 |  | Scenario_5 | outage_line_0
Trf Vaerket 1 - 1 |  | Scenario_5 | outage_line_0
Værket Trf 2 | 13.7005 | Scenario_5 | outage_line_0
Snorrebakken Trf | 23.4391 | Scenario_5 | outage_line_0
Hasle Trf 1 | 0 | Scenario_5 | outage_line_0
Hasle Trf 2 | 23.3239 | Scenario_5 | outage_line_0
Olsker Trf 1 | 37.8798 | Scenario_5 | outage_line_0
Olsker Trf 2 | 0 | Scenario_5 | outage_line_0
Østerlars Trf 1 | 11.8519 | Scenario_5 | outage_line_0
Aakirkeby Trf 22 | 5.6686 | Scenario_5 | outage_line_0
Nexø Trf 1 | 20.6017 | Scenario_5 | outage_line_0
Nexø Trf 2 | 0 | Scenario_5 | outage_line_0
Bodilsker Trf 1 | 41.0548 | Scenario_5 | outage_line_0
Rønne Syd Trf 1 | 58.9933 | Scenario_5 | outage_line_0
Allinge Trf 1 | 31.2265 | Scenario_5 | outage_line_0
Allinge Trf 2 | 0 | Scenario_5 | outage_line_0
Svaneke Trf 1 | 16.0657 | Scenario_5 | outage_line_0
Viadukten Trf 1 | 13.0569 | Scenario_5 | outage_line_0
Rønne Nord Trf 1 | 11.2472 | Scenario_5 | outage_line_0
Poulsker Trf 1 | 14.3308 | Scenario_5 | outage_line_0
Vesthavnen Trf 1 | 8.6879 | Scenario_5 | outage_line_0
Gudhjem Trf 1 | 17.6364 | Scenario_5 | outage_line_0
Borrby | 20.0972 | Scenario_5 | outage_line_1
Trf blok 6 |  | Scenario_5 | outage_line_1
Trf blok 5 |  | Scenario_5 | outage_line_1
Trf Vaerket 1 |  | Scenario_5 | outage_line_1
Trf Vaerket 1 - 1 |  | Scenario_5 | outage_line_1
Værket Trf 2 | 13.7311 | Scenario_5 | outage_line_1
Snorrebakken Trf |  | Scenario_5 | outage_line_1
Hasle Trf 1 | 0 | Scenario_5 | outage_line_1
Hasle Trf 2 | 23.282 | Scenario_5 | outage_line_1
Olsker Trf 1 | 37.8153 | Scenario_5 | outage_line_1
Olsker Trf 2 | 0 | Scenario_5 | outage_line_1
Østerlars Trf 1 | 11.8348 | Scenario_5 | outage_line_1
Aakirkeby Trf 22 | 5.6591 | Scenario_5 | outage_line_1
Nexø Trf 1 | 20.5757 | Scenario_5 | outage_line_1
Nexø Trf 2 | 0 | Scenario_5 | outage_line_1
Bodilsker Trf 1 | 35.6603 | Scenario_5 | outage_line_1
Rønne Syd Trf 1 | 59.0403 | Scenario_5 | outage_line_1
Allinge Trf 1 | 31.1723 | Scenario_5 | outage_line_1
Allinge Trf 2 | 0 | Scenario_5 | outage_line_1
Svaneke Trf 1 | 16.0455 | Scenario_5 | outage_line_1
Viadukten Trf 1 | 13.0294 | Scenario_5 | outage_line_1
Rønne Nord Trf 1 | 11.2243 | Scenario_5 | outage_line_1
Poulsker Trf 1 | 14.3132 | Scenario_5 | outage_line_1
Vesthavnen Trf 1 | 8.6704 | Scenario_5 | outage_line_1
Gudhjem Trf 1 | 17.6105 | Scenario_5 | outage_line_1
Borrby | 20.2245 | Scenario_5 | outage_line_2
Trf blok 6 |  | Scenario_5 | outage_line_2
Trf blok 5 |  | Scenario_5 | outage_line_2
Trf Vaerket 1 |  | Scenario_5 | outage_line_2
Trf Vaerket 1 - 1 |  | Scenario_5 | outage_line_2
Værket Trf 2 | 13.7101 | Scenario_5 | outage_line_2
Snorrebakken Trf |  | Scenario_5 | outage_line_2
Hasle Trf 1 | 0 | Scenario_5 | outage_line_2
Hasle Trf 2 | 23.3057 | Scenario_5 | outage_line_2
Olsker Trf 1 | 37.855 | Scenario_5 | outage_line_2
Olsker Trf 2 | 0 | Scenario_5 | outage_line_2
Østerlars Trf 1 | 11.8472 | Scenario_5 | outage_line_2
Aakirkeby Trf 22 | 5.6661 | Scenario_5 | outage_line_2
Nexø Trf 1 | 20.5985 | Scenario_5 | outage_line_2
Nexø Trf 2 | 0 | Scenario_5 | outage_line_2
Bodilsker Trf 1 | 35.1283 | Scenario_5 | outage_line_2
Rønne Syd Trf 1 | 59.0098 | Scenario_5 | outage_line_2
Allinge Trf 1 | 31.2056 | Scenario_5 | outage_line_2
Allinge Trf 2 | 0 | Scenario_5 | outage_line_2
Svaneke Trf 1 | 16.0628 | Scenario_5 | outage_line_2
Viadukten Trf 1 | 13.0464 | Scenario_5 | outage_line_2
Rønne Nord Trf 1 | 11.2358 | Scenario_5 | outage_line_2
Poulsker Trf 1 | 14.3288 | Scenario_5 | outage_line_2
Vesthavnen Trf 1 | 8.6767 | Scenario_5 | outage_line_2
Gudhjem Trf 1 | 17.6294 | Scenario_5 | outage_line_2
Borrby | 20.3424 | Scenario_5 | outage_line_3
Trf blok 6 |  | Scenario_5 | outage_line_3
Trf blok 5 |  | Scenario_5 | outage_line_3
Trf Vaerket 1 |  | Scenario_5 | outage_line_3
Trf Vaerket 1 - 1 |  | Scenario_5 | outage_line_3
Værket Trf 2 | 13.6868 | Scenario_5 | outage_line_3
Snorrebakken Trf |  | Scenario_5 | outage_line_3
Hasle Trf 1 | 0 | Scenario_5 | outage_line_3
Hasle Trf 2 | 23.3251 | Scenario_5 | outage_line_3
Olsker Trf 1 | 37.8875 | Scenario_5 | outage_line_3
Olsker Trf 2 | 0 | Scenario_5 | outage_line_3
Østerlars Trf 1 | 11.8575 | Scenario_5 | outage_line_3
Aakirkeby Trf 22 | 5.672 | Scenario_5 | outage_line_3
Nexø Trf 1 | 20.6175 | Scenario_5 | outage_line_3
Nexø Trf 2 | 0 | Scenario_5 | outage_line_3
Bodilsker Trf 1 | 34.705 | Scenario_5 | outage_line_3
Rønne Syd Trf 1 | 58.9842 | Scenario_5 | outage_line_3
Allinge Trf 1 | 31.233 | Scenario_5 | outage_line_3
Allinge Trf 2 | 0 | Scenario_5 | outage_line_3
Svaneke Trf 1 | 16.0772 | Scenario_5 | outage_line_3
Viadukten Trf 1 | 13.0577 | Scenario_5 | outage_line_3
Rønne Nord Trf 1 | 11.2452 | Scenario_5 | outage_line_3
Poulsker Trf 1 | 14.3418 | Scenario_5 | outage_line_3
Vesthavnen Trf 1 | 8.6837 | Scenario_5 | outage_line_3
Gudhjem Trf 1 | 17.645 | Scenario_5 | outage_line_3
Borrby | 19.2605 | Scenario_5 | outage_line_4
Trf blok 6 |  | Scenario_5 | outage_line_4
Trf blok 5 |  | Scenario_5 | outage_line_4
Trf Vaerket 1 |  | Scenario_5 | outage_line_4
Trf Vaerket 1 - 1 |  | Scenario_5 | outage_line_4
Værket Trf 2 |  | Scenario_5 | outage_line_4
Snorrebakken Trf |  | Scenario_5 | outage_line_4
Hasle Trf 1 | 0 | Scenario_5 | outage_line_4
Hasle Trf 2 | 23.1034 | Scenario_5 | outage_line_4
Olsker Trf 1 | 37.5286 | Scenario_5 | outage_line_4
Olsker Trf 2 | 0 | Scenario_5 | outage_line_4
Østerlars Trf 1 | 11.7517 | Scenario_5 | outage_line_4
Aakirkeby Trf 22 | 5.6179 | Scenario_5 | outage_line_4
Nexø Trf 1 | 20.4335 | Scenario_5 | outage_line_4
Nexø Trf 2 | 0 | Scenario_5 | outage_line_4
Bodilsker Trf 1 | 39.0788 | Scenario_5 | outage_line_4
Rønne Syd Trf 1 | 59.2157 | Scenario_5 | outage_line_4
Allinge Trf 1 | 30.9314 | Scenario_5 | outage_line_4
Allinge Trf 2 | 0 | Scenario_5 | outage_line_4
Svaneke Trf 1 | 15.937 | Scenario_5 | outage_line_4
Viadukten Trf 1 | 12.9274 | Scenario_5 | outage_line_4
Rønne Nord Trf 1 | 11.1366 | Scenario_5 | outage_line_4
Poulsker Trf 1 | 14.2166 | Scenario_5 | outage_line_4
Vesthavnen Trf 1 | 8.6022 | Scenario_5 | outage_line_4
Gudhjem Trf 1 | 17.4841 | Scenario_5 | outage_line_4
Borrby | 18.7432 | Scenario_5 | outage_line_5
Trf blok 6 |  | Scenario_5 | outage_line_5
Trf blok 5 |  | Scenario_5 | outage_line_5
Trf Vaerket 1 |  | Scenario_5 | outage_line_5
Trf Vaerket 1 - 1 |  | Scenario_5 | outage_line_5
Værket Trf 2 |  | Scenario_5 | outage_line_5
Snorrebakken Trf |  | Scenario_5 | outage_line_5
Hasle Trf 1 | 0 | Scenario_5 | outage_line_5
Hasle Trf 2 | 23.0745 | Scenario_5 | outage_line_5
Olsker Trf 1 | 37.4826 | Scenario_5 | outage_line_5
Olsker Trf 2 | 0 | Scenario_5 | outage_line_5
Østerlars Trf 1 | 11.7386 | Scenario_5 | outage_line_5
Aakirkeby Trf 22 | 5.6112 | Scenario_5 | outage_line_5
Nexø Trf 1 | 20.4116 | Scenario_5 | outage_line_5
Nexø Trf 2 | 0 | Scenario_5 | outage_line_5
Bodilsker Trf 1 | 38.7864 | Scenario_5 | outage_line_5
Rønne Syd Trf 1 | 59.246 | Scenario_5 | outage_line_5
Allinge Trf 1 | 30.8928 | Scenario_5 | outage_line_5
Allinge Trf 2 | 0 | Scenario_5 | outage_line_5
Svaneke Trf 1 | 15.9202 | Scenario_5 | outage_line_5
Viadukten Trf 1 | 12.9103 | Scenario_5 | outage_line_5
Rønne Nord Trf 1 | 11.122 | Scenario_5 | outage_line_5
Poulsker Trf 1 | 14.2018 | Scenario_5 | outage_line_5
Vesthavnen Trf 1 |  | Scenario_5 | outage_line_5
Gudhjem Trf 1 | 17.4642 | Scenario_5 | outage_line_5
Borrby | 18.7201 | Scenario_5 | outage_line_6
Trf blok 6 |  | Scenario_5 | outage_line_6
Trf blok 5 |  | Scenario_5 | outage_line_6
Trf Vaerket 1 |  | Scenario_5 | outage_line_6
Trf Vaerket 1 - 1 |  | Scenario_5 | outage_line_6
Værket Trf 2 |  | Scenario_5 | outage_line_6
Snorrebakken Trf |  | Scenario_5 | outage_line_6
Hasle Trf 1 | 0 | Scenario_5 | outage_line_6
Hasle Trf 2 | 22.9786 | Scenario_5 | outage_line_6
Olsker Trf 1 | 37.5286 | Scenario_5 | outage_line_6
Olsker Trf 2 | 0 | Scenario_5 | outage_line_6
Østerlars Trf 1 | 11.8721 | Scenario_5 | outage_line_6
Aakirkeby Trf 22 | 5.803 | Scenario_5 | outage_line_6
Nexø Trf 1 | 20.8578 | Scenario_5 | outage_line_6
Nexø Trf 2 | 0 | Scenario_5 | outage_line_6
Bodilsker Trf 1 | 38.219 | Scenario_5 | outage_line_6
Rønne Syd Trf 1 | 58.2833 | Scenario_5 | outage_line_6
Allinge Trf 1 | 30.9314 | Scenario_5 | outage_line_6
Allinge Trf 2 | 0 | Scenario_5 | outage_line_6
Svaneke Trf 1 | 16.2416 | Scenario_5 | outage_line_6
Viadukten Trf 1 | 13.5104 | Scenario_5 | outage_line_6
Rønne Nord Trf 1 | 11.6399 | Scenario_5 | outage_line_6
Poulsker Trf 1 | 14.5137 | Scenario_5 | outage_line_6
Vesthavnen Trf 1 |  | Scenario_5 | outage_line_6
Gudhjem Trf 1 | 17.6672 | Scenario_5 | outage_line_6
Borrby | 18.1819 | Scenario_5 | outage_line_7
Trf blok 6 |  | Scenario_5 | outage_line_7
Trf blok 5 |  | Scenario_5 | outage_line_7
Trf Vaerket 1 |  | Scenario_5 | outage_line_7
Trf Vaerket 1 - 1 |  | Scenario_5 | outage_line_7
Værket Trf 2 |  | Scenario_5 | outage_line_7
Snorrebakken Trf |  | Scenario_5 | outage_line_7
Hasle Trf 1 | 0 | Scenario_5 | outage_line_7
Hasle Trf 2 | 22.9393 | Scenario_5 | outage_line_7
Olsker Trf 1 | 37.4493 | Scenario_5 | outage_line_7
Olsker Trf 2 | 0 | Scenario_5 | outage_line_7
Østerlars Trf 1 | 11.8393 | Scenario_5 | outage_line_7
Aakirkeby Trf 22 | 5.7752 | Scenario_5 | outage_line_7
Nexø Trf 1 | 20.7836 | Scenario_5 | outage_line_7
Nexø Trf 2 | 0 | Scenario_5 | outage_line_7
Bodilsker Trf 1 | 36.0321 | Scenario_5 | outage_line_7
Rønne Syd Trf 1 | 58.4033 | Scenario_5 | outage_line_7
Allinge Trf 1 | 30.8648 | Scenario_5 | outage_line_7
Allinge Trf 2 | 0 | Scenario_5 | outage_line_7
Svaneke Trf 1 | 16.1865 | Scenario_5 | outage_line_7
Viadukten Trf 1 | 13.4288 | Scenario_5 | outage_line_7
Rønne Nord Trf 1 |  | Scenario_5 | outage_line_7
Poulsker Trf 1 | 14.4625 | Scenario_5 | outage_line_7
Vesthavnen Trf 1 |  | Scenario_5 | outage_line_7
Gudhjem Trf 1 | 17.6173 | Scenario_5 | outage_line_7
Borrby | 17.5867 | Scenario_5 | outage_line_8
Trf blok 6 |  | Scenario_5 | outage_line_8
Trf blok 5 |  | Scenario_5 | outage_line_8
Trf Vaerket 1 |  | Scenario_5 | outage_line_8
Trf Vaerket 1 - 1 |  | Scenario_5 | outage_line_8
Værket Trf 2 |  | Scenario_5 | outage_line_8
Snorrebakken Trf |  | Scenario_5 | outage_line_8
Hasle Trf 1 | 0 | Scenario_5 | outage_line_8
Hasle Trf 2 | 22.8908 | Scenario_5 | outage_line_8
Olsker Trf 1 | 37.3516 | Scenario_5 | outage_line_8
Olsker Trf 2 | 0 | Scenario_5 | outage_line_8
Østerlars Trf 1 | 11.799 | Scenario_5 | outage_line_8
Aakirkeby Trf 22 | 5.7414 | Scenario_5 | outage_line_8
Nexø Trf 1 | 20.6926 | Scenario_5 | outage_line_8
Nexø Trf 2 | 0 | Scenario_5 | outage_line_8
Bodilsker Trf 1 | 34.0846 | Scenario_5 | outage_line_8
Rønne Syd Trf 1 | 58.5532 | Scenario_5 | outage_line_8
Allinge Trf 1 | 30.7828 | Scenario_5 | outage_line_8
Allinge Trf 2 | 0 | Scenario_5 | outage_line_8
Svaneke Trf 1 | 16.119 | Scenario_5 | outage_line_8
Viadukten Trf 1 |  | Scenario_5 | outage_line_8
Rønne Nord Trf 1 |  | Scenario_5 | outage_line_8
Poulsker Trf 1 | 14.3998 | Scenario_5 | outage_line_8
Vesthavnen Trf 1 |  | Scenario_5 | outage_line_8
Gudhjem Trf 1 | 17.556 | Scenario_5 | outage_line_8
Borrby | 17.5091 | Scenario_5 | outage_line_9
Trf blok 6 |  | Scenario_5 | outage_line_9
Trf blok 5 |  | Scenario_5 | outage_line_9
Trf Vaerket 1 |  | Scenario_5 | outage_line_9
Trf Vaerket 1 - 1 |  | Scenario_5 | outage_line_9
Værket Trf 2 |  | Scenario_5 | outage_line_9
Snorrebakken Trf |  | Scenario_5 | outage_line_9
Hasle Trf 1 | 0 | Scenario_5 | outage_line_9
Hasle Trf 2 | 22.6125 | Scenario_5 | outage_line_9
Olsker Trf 1 | 36.7964 | Scenario_5 | outage_line_9
Olsker Trf 2 | 0 | Scenario_5 | outage_line_9
Østerlars Trf 1 | 11.5731 | Scenario_5 | outage_line_9
Aakirkeby Trf 22 | 5.5624 | Scenario_5 | outage_line_9
Nexø Trf 1 | 20.1883 | Scenario_5 | outage_line_9
Nexø Trf 2 | 0 | Scenario_5 | outage_line_9
Bodilsker Trf 1 | 46.1188 | Scenario_5 | outage_line_9
Rønne Syd Trf 1 |  | Scenario_5 | outage_line_9
Allinge Trf 1 | 30.3176 | Scenario_5 | outage_line_9
Allinge Trf 2 | 0 | Scenario_5 | outage_line_9
Svaneke Trf 1 | 15.7444 | Scenario_5 | outage_line_9
Viadukten Trf 1 |  | Scenario_5 | outage_line_9
Rønne Nord Trf 1 |  | Scenario_5 | outage_line_9
Poulsker Trf 1 | 14.0527 | Scenario_5 | outage_line_9
Vesthavnen Trf 1 |  | Scenario_5 | outage_line_9
Gudhjem Trf 1 | 17.2123 | Scenario_5 | outage_line_9
Borrby | 17.3064 | Scenario_5 | outage_line_10
Trf blok 6 |  | Scenario_5 | outage_line_10
Trf blok 5 |  | Scenario_5 | outage_line_10
Trf Vaerket 1 |  | Scenario_5 | outage_line_10
Trf Vaerket 1 - 1 |  | Scenario_5 | outage_line_10
Værket Trf 2 |  | Scenario_5 | outage_line_10
Snorrebakken Trf |  | Scenario_5 | outage_line_10
Hasle Trf 1 | 0 | Scenario_5 | outage_line_10
Hasle Trf 2 | 22.5536 | Scenario_5 | outage_line_10
Olsker Trf 1 | 36.6786 | Scenario_5 | outage_line_10
Olsker Trf 2 | 0 | Scenario_5 | outage_line_10
Østerlars Trf 1 | 11.5252 | Scenario_5 | outage_line_10
Aakirkeby Trf 22 |  | Scenario_5 | outage_line_10
Nexø Trf 1 | 20.0814 | Scenario_5 | outage_line_10
Nexø Trf 2 | 0 | Scenario_5 | outage_line_10
Bodilsker Trf 1 | 48.7966 | Scenario_5 | outage_line_10
Rønne Syd Trf 1 |  | Scenario_5 | outage_line_10
Allinge Trf 1 | 30.219 | Scenario_5 | outage_line_10
Allinge Trf 2 | 0 | Scenario_5 | outage_line_10
Svaneke Trf 1 | 15.6652 | Scenario_5 | outage_line_10
Viadukten Trf 1 |  | Scenario_5 | outage_line_10
Rønne Nord Trf 1 |  | Scenario_5 | outage_line_10
Poulsker Trf 1 | 13.9791 | Scenario_5 | outage_line_10
Vesthavnen Trf 1 |  | Scenario_5 | outage_line_10
Gudhjem Trf 1 | 17.1394 | Scenario_5 | outage_line_10
Borrby | 16.1565 | Scenario_5 | outage_line_11
Trf blok 6 |  | Scenario_5 | outage_line_11
Trf blok 5 |  | Scenario_5 | outage_line_11
Trf Vaerket 1 |  | Scenario_5 | outage_line_11
Trf Vaerket 1 - 1 |  | Scenario_5 | outage_line_11
Værket Trf 2 |  | Scenario_5 | outage_line_11
Snorrebakken Trf |  | Scenario_5 | outage_line_11
Hasle Trf 1 | 0 | Scenario_5 | outage_line_11
Hasle Trf 2 | 22.5566 | Scenario_5 | outage_line_11
Olsker Trf 1 | 36.6827 | Scenario_5 | outage_line_11
Olsker Trf 2 | 0 | Scenario_5 | outage_line_11
Østerlars Trf 1 | 11.526 | Scenario_5 | outage_line_11
Aakirkeby Trf 22 |  | Scenario_5 | outage_line_11
Nexø Trf 1 | 20.0818 | Scenario_5 | outage_line_11
Nexø Trf 2 | 0 | Scenario_5 | outage_line_11
Bodilsker Trf 1 | 44.6945 | Scenario_5 | outage_line_11
Rønne Syd Trf 1 |  | Scenario_5 | outage_line_11
Allinge Trf 1 | 30.2225 | Scenario_5 | outage_line_11
Allinge Trf 2 | 0 | Scenario_5 | outage_line_11
Svaneke Trf 1 | 15.6656 | Scenario_5 | outage_line_11
Viadukten Trf 1 |  | Scenario_5 | outage_line_11
Rønne Nord Trf 1 |  | Scenario_5 | outage_line_11
Poulsker Trf 1 |  | Scenario_5 | outage_line_11
Vesthavnen Trf 1 |  | Scenario_5 | outage_line_11
Gudhjem Trf 1 | 17.1406 | Scenario_5 | outage_line_11
Borrby | 16.1271 | Scenario_5 | outage_line_12
Trf blok 6 |  | Scenario_5 | outage_line_12
Trf blok 5 |  | Scenario_5 | outage_line_12
Trf Vaerket 1 |  | Scenario_5 | outage_line_12
Trf Vaerket 1 - 1 |  | Scenario_5 | outage_line_12
Værket Trf 2 |  | Scenario_5 | outage_line_12
Snorrebakken Trf |  | Scenario_5 | outage_line_12
Hasle Trf 1 | 0 | Scenario_5 | outage_line_12
Hasle Trf 2 | 22.5814 | Scenario_5 | outage_line_12
Olsker Trf 1 | 36.7321 | Scenario_5 | outage_line_12
Olsker Trf 2 | 0 | Scenario_5 | outage_line_12
Østerlars Trf 1 | 11.546 | Scenario_5 | outage_line_12
Aakirkeby Trf 22 |  | Scenario_5 | outage_line_12
Nexø Trf 1 | 20.145 | Scenario_5 | outage_line_12
Nexø Trf 2 | 0 | Scenario_5 | outage_line_12
Bodilsker Trf 1 | 41.8902 | Scenario_5 | outage_line_12
Rønne Syd Trf 1 |  | Scenario_5 | outage_line_12
Allinge Trf 1 | 30.2638 | Scenario_5 | outage_line_12
Allinge Trf 2 | 0 | Scenario_5 | outage_line_12
Svaneke Trf 1 | 15.7048 | Scenario_5 | outage_line_12
Viadukten Trf 1 |  | Scenario_5 | outage_line_12
Rønne Nord Trf 1 |  | Scenario_5 | outage_line_12
Poulsker Trf 1 |  | Scenario_5 | outage_line_12
Vesthavnen Trf 1 |  | Scenario_5 | outage_line_12
Gudhjem Trf 1 | 17.1711 | Scenario_5 | outage_line_12
Borrby | 24.5785 | Scenario_5 | outage_line_13
Trf blok 6 |  | Scenario_5 | outage_line_13
Trf blok 5 |  | Scenario_5 | outage_line_13
Trf Vaerket 1 |  | Scenario_5 | outage_line_13
Trf Vaerket 1 - 1 |  | Scenario_5 | outage_line_13
Værket Trf 2 |  | Scenario_5 | outage_line_13
Snorrebakken Trf |  | Scenario_5 | outage_line_13
Hasle Trf 1 | 0 | Scenario_5 | outage_line_13
Hasle Trf 2 | 22.4095 | Scenario_5 | outage_line_13
Olsker Trf 1 | 36.402 | Scenario_5 | outage_line_13
Olsker Trf 2 | 0 | Scenario_5 | outage_line_13
Østerlars Trf 1 | 11.4177 | Scenario_5 | outage_line_13
Aakirkeby Trf 22 |  | Scenario_5 | outage_line_13
Nexø Trf 1 | 19.8733 | Scenario_5 | outage_line_13
Nexø Trf 2 | 0 | Scenario_5 | outage_line_13
Bodilsker Trf 1 | 0.47717 | Scenario_5 | outage_line_13
Rønne Syd Trf 1 |  | Scenario_5 | outage_line_13
Allinge Trf 1 | 29.9878 | Scenario_5 | outage_line_13
Allinge Trf 2 | 0 | Scenario_5 | outage_line_13
Svaneke Trf 1 | 15.4998 | Scenario_5 | outage_line_13
Viadukten Trf 1 |  | Scenario_5 | outage_line_13
Rønne Nord Trf 1 |  | Scenario_5 | outage_line_13
Poulsker Trf 1 |  | Scenario_5 | outage_line_13
Vesthavnen Trf 1 |  | Scenario_5 | outage_line_13
Gudhjem Trf 1 | 16.9757 | Scenario_5 | outage_line_13
Borrby | 20.2507 | Scenario_5 | outage_line_14
Trf blok 6 |  | Scenario_5 | outage_line_14
Trf blok 5 |  | Scenario_5 | outage_line_14
Trf Vaerket 1 |  | Scenario_5 | outage_line_14
Trf Vaerket 1 - 1 |  | Scenario_5 | outage_line_14
Værket Trf 2 |  | Scenario_5 | outage_line_14
Snorrebakken Trf |  | Scenario_5 | outage_line_14
Hasle Trf 1 | 0 | Scenario_5 | outage_line_14
Hasle Trf 2 | 22.4356 | Scenario_5 | outage_line_14
Olsker Trf 1 | 36.448 | Scenario_5 | outage_line_14
Olsker Trf 2 | 0 | Scenario_5 | outage_line_14
Østerlars Trf 1 | 11.4339 | Scenario_5 | outage_line_14
Aakirkeby Trf 22 |  | Scenario_5 | outage_line_14
Nexø Trf 1 |  | Scenario_5 | outage_line_14
Nexø Trf 2 |  | Scenario_5 | outage_line_14
Bodilsker Trf 1 | 0.47717 | Scenario_5 | outage_line_14
Rønne Syd Trf 1 |  | Scenario_5 | outage_line_14
Allinge Trf 1 | 30.0262 | Scenario_5 | outage_line_14
Allinge Trf 2 | 0 | Scenario_5 | outage_line_14
Svaneke Trf 1 | 15.5183 | Scenario_5 | outage_line_14
Viadukten Trf 1 |  | Scenario_5 | outage_line_14
Rønne Nord Trf 1 |  | Scenario_5 | outage_line_14
Poulsker Trf 1 |  | Scenario_5 | outage_line_14
Vesthavnen Trf 1 |  | Scenario_5 | outage_line_14
Gudhjem Trf 1 | 17.0004 | Scenario_5 | outage_line_14
Borrby | 18.8168 | Scenario_5 | outage_line_15
Trf blok 6 |  | Scenario_5 | outage_line_15
Trf blok 5 |  | Scenario_5 | outage_line_15
Trf Vaerket 1 |  | Scenario_5 | outage_line_15
Trf Vaerket 1 - 1 |  | Scenario_5 | outage_line_15
Værket Trf 2 |  | Scenario_5 | outage_line_15
Snorrebakken Trf |  | Scenario_5 | outage_line_15
Hasle Trf 1 | 0 | Scenario_5 | outage_line_15
Hasle Trf 2 | 22.398 | Scenario_5 | outage_line_15
Olsker Trf 1 | 36.3707 | Scenario_5 | outage_line_15
Olsker Trf 2 | 0 | Scenario_5 | outage_line_15
Østerlars Trf 1 | 11.4017 | Scenario_5 | outage_line_15
Aakirkeby Trf 22 |  | Scenario_5 | outage_line_15
Nexø Trf 1 |  | Scenario_5 | outage_line_15
Nexø Trf 2 |  | Scenario_5 | outage_line_15
Bodilsker Trf 1 | 0.47717 | Scenario_5 | outage_line_15
Rønne Syd Trf 1 |  | Scenario_5 | outage_line_15
Allinge Trf 1 | 29.9616 | Scenario_5 | outage_line_15
Allinge Trf 2 | 0 | Scenario_5 | outage_line_15
Svaneke Trf 1 |  | Scenario_5 | outage_line_15
Viadukten Trf 1 |  | Scenario_5 | outage_line_15
Rønne Nord Trf 1 |  | Scenario_5 | outage_line_15
Poulsker Trf 1 |  | Scenario_5 | outage_line_15
Vesthavnen Trf 1 |  | Scenario_5 | outage_line_15
Gudhjem Trf 1 | 16.9514 | Scenario_5 | outage_line_15
Borrby | 18.6712 | Scenario_5 | outage_line_16
Trf blok 6 |  | Scenario_5 | outage_line_16
Trf blok 5 |  | Scenario_5 | outage_line_16
Trf Vaerket 1 |  | Scenario_5 | outage_line_16
Trf Vaerket 1 - 1 |  | Scenario_5 | outage_line_16
Værket Trf 2 |  | Scenario_5 | outage_line_16
Snorrebakken Trf |  | Scenario_5 | outage_line_16
Hasle Trf 1 | 0 | Scenario_5 | outage_line_16
Hasle Trf 2 | 22.4069 | Scenario_5 | outage_line_16
Olsker Trf 1 | 36.3883 | Scenario_5 | outage_line_16
Olsker Trf 2 | 0 | Scenario_5 | outage_line_16
Østerlars Trf 1 | 11.4088 | Scenario_5 | outage_line_16
Aakirkeby Trf 22 |  | Scenario_5 | outage_line_16
Nexø Trf 1 |  | Scenario_5 | outage_line_16
Nexø Trf 2 |  | Scenario_5 | outage_line_16
Bodilsker Trf 1 | 0.47717 | Scenario_5 | outage_line_16
Rønne Syd Trf 1 |  | Scenario_5 | outage_line_16
Allinge Trf 1 | 29.9763 | Scenario_5 | outage_line_16
Allinge Trf 2 | 0 | Scenario_5 | outage_line_16
Svaneke Trf 1 |  | Scenario_5 | outage_line_16
Viadukten Trf 1 |  | Scenario_5 | outage_line_16
Rønne Nord Trf 1 |  | Scenario_5 | outage_line_16
Poulsker Trf 1 |  | Scenario_5 | outage_line_16
Vesthavnen Trf 1 |  | Scenario_5 | outage_line_16
Gudhjem Trf 1 | 16.9621 | Scenario_5 | outage_line_16
Borrby | 16.6281 | Scenario_5 | outage_line_17
Trf blok 6 |  | Scenario_5 | outage_line_17
Trf blok 5 |  | Scenario_5 | outage_line_17
Trf Vaerket 1 |  | Scenario_5 | outage_line_17
Trf Vaerket 1 - 1 |  | Scenario_5 | outage_line_17
Værket Trf 2 |  | Scenario_5 | outage_line_17
Snorrebakken Trf |  | Scenario_5 | outage_line_17
Hasle Trf 1 | 0 | Scenario_5 | outage_line_17
Hasle Trf 2 | 22.4523 | Scenario_5 | outage_line_17
Olsker Trf 1 | 36.4755 | Scenario_5 | outage_line_17
Olsker Trf 2 | 0 | Scenario_5 | outage_line_17
Østerlars Trf 1 | 11.4424 | Scenario_5 | outage_line_17
Aakirkeby Trf 22 |  | Scenario_5 | outage_line_17
Nexø Trf 1 |  | Scenario_5 | outage_line_17
Nexø Trf 2 |  | Scenario_5 | outage_line_17
Bodilsker Trf 1 | 0.47717 | Scenario_5 | outage_line_17
Rønne Syd Trf 1 |  | Scenario_5 | outage_line_17
Allinge Trf 1 | 30.0492 | Scenario_5 | outage_line_17
Allinge Trf 2 | 0 | Scenario_5 | outage_line_17
Svaneke Trf 1 |  | Scenario_5 | outage_line_17
Viadukten Trf 1 |  | Scenario_5 | outage_line_17
Rønne Nord Trf 1 |  | Scenario_5 | outage_line_17
Poulsker Trf 1 |  | Scenario_5 | outage_line_17
Vesthavnen Trf 1 |  | Scenario_5 | outage_line_17
Gudhjem Trf 1 |  | Scenario_5 | outage_line_17
Borrby | 15.9667 | Scenario_5 | outage_line_18
Trf blok 6 |  | Scenario_5 | outage_line_18
Trf blok 5 |  | Scenario_5 | outage_line_18
Trf Vaerket 1 |  | Scenario_5 | outage_line_18
Trf Vaerket 1 - 1 |  | Scenario_5 | outage_line_18
Værket Trf 2 |  | Scenario_5 | outage_line_18
Snorrebakken Trf |  | Scenario_5 | outage_line_18
Hasle Trf 1 | 0 | Scenario_5 | outage_line_18
Hasle Trf 2 | 22.3208 | Scenario_5 | outage_line_18
Olsker Trf 1 | 36.2116 | Scenario_5 | outage_line_18
Olsker Trf 2 | 0 | Scenario_5 | outage_line_18
Østerlars Trf 1 |  | Scenario_5 | outage_line_18
Aakirkeby Trf 22 |  | Scenario_5 | outage_line_18
Nexø Trf 1 |  | Scenario_5 | outage_line_18
Nexø Trf 2 |  | Scenario_5 | outage_line_18
Bodilsker Trf 1 | 0.47717 | Scenario_5 | outage_line_18
Rønne Syd Trf 1 |  | Scenario_5 | outage_line_18
Allinge Trf 1 | 29.8287 | Scenario_5 | outage_line_18
Allinge Trf 2 | 0 | Scenario_5 | outage_line_18
Svaneke Trf 1 |  | Scenario_5 | outage_line_18
Viadukten Trf 1 |  | Scenario_5 | outage_line_18
Rønne Nord Trf 1 |  | Scenario_5 | outage_line_18
Poulsker Trf 1 |  | Scenario_5 | outage_line_18
Vesthavnen Trf 1 |  | Scenario_5 | outage_line_18
Gudhjem Trf 1 |  | Scenario_5 | outage_line_18
Borrby | 17.8659 | Scenario_5 | outage_line_19
Trf blok 6 |  | Scenario_5 | outage_line_19
Trf blok 5 |  | Scenario_5 | outage_line_19
Trf Vaerket 1 |  | Scenario_5 | outage_line_19
Trf Vaerket 1 - 1 |  | Scenario_5 | outage_line_19
Værket Trf 2 |  | Scenario_5 | outage_line_19
Snorrebakken Trf |  | Scenario_5 | outage_line_19
Hasle Trf 1 | 0 | Scenario_5 | outage_line_19
Hasle Trf 2 | 22.1138 | Scenario_5 | outage_line_19
Olsker Trf 1 | 35.8013 | Scenario_5 | outage_line_19
Olsker Trf 2 | 0 | Scenario_5 | outage_line_19
Østerlars Trf 1 |  | Scenario_5 | outage_line_19
Aakirkeby Trf 22 |  | Scenario_5 | outage_line_19
Nexø Trf 1 |  | Scenario_5 | outage_line_19
Nexø Trf 2 |  | Scenario_5 | outage_line_19
Bodilsker Trf 1 | 0.47717 | Scenario_5 | outage_line_19
Rønne Syd Trf 1 |  | Scenario_5 | outage_line_19
Allinge Trf 1 |  | Scenario_5 | outage_line_19
Allinge Trf 2 |  | Scenario_5 | outage_line_19
Svaneke Trf 1 |  | Scenario_5 | outage_line_19
Viadukten Trf 1 |  | Scenario_5 | outage_line_19
Rønne Nord Trf 1 |  | Scenario_5 | outage_line_19
Poulsker Trf 1 |  | Scenario_5 | outage_line_19
Vesthavnen Trf 1 |  | Scenario_5 | outage_line_19
Gudhjem Trf 1 |  | Scenario_5 | outage_line_19
Borrby | 17.3569 | Scenario_5 | outage_line_20
Trf blok 6 |  | Scenario_5 | outage_line_20
Trf blok 5 |  | Scenario_5 | outage_line_20
Trf Vaerket 1 |  | Scenario_5 | outage_line_20
Trf Vaerket 1 - 1 |  | Scenario_5 | outage_line_20
Værket Trf 2 |  | Scenario_5 | outage_line_20
Snorrebakken Trf |  | Scenario_5 | outage_line_20
Hasle Trf 1 | 0 | Scenario_5 | outage_line_20
Hasle Trf 2 | 22.043 | Scenario_5 | outage_line_20
Olsker Trf 1 |  | Scenario_5 | outage_line_20
Olsker Trf 2 |  | Scenario_5 | outage_line_20
Østerlars Trf 1 |  | Scenario_5 | outage_line_20
Aakirkeby Trf 22 |  | Scenario_5 | outage_line_20
Nexø Trf 1 |  | Scenario_5 | outage_line_20
Nexø Trf 2 |  | Scenario_5 | outage_line_20
Bodilsker Trf 1 | 0.47717 | Scenario_5 | outage_line_20
Rønne Syd Trf 1 |  | Scenario_5 | outage_line_20
Allinge Trf 1 |  | Scenario_5 | outage_line_20
Allinge Trf 2 |  | Scenario_5 | outage_line_20
Svaneke Trf 1 |  | Scenario_5 | outage_line_20
Viadukten Trf 1 |  | Scenario_5 | outage_line_20
Rønne Nord Trf 1 |  | Scenario_5 | outage_line_20
Poulsker Trf 1 |  | Scenario_5 | outage_line_20
Vesthavnen Trf 1 |  | Scenario_5 | outage_line_20
Gudhjem Trf 1 |  | Scenario_5 | outage_line_20
Borrby | 17.8784 | Scenario_5 | outage_line_21
Trf blok 6 |  | Scenario_5 | outage_line_21
Trf blok 5 |  | Scenario_5 | outage_line_21
Trf Vaerket 1 |  | Scenario_5 | outage_line_21
Trf Vaerket 1 - 1 |  | Scenario_5 | outage_line_21
Værket Trf 2 |  | Scenario_5 | outage_line_21
Snorrebakken Trf |  | Scenario_5 | outage_line_21
Hasle Trf 1 |  | Scenario_5 | outage_line_21
Hasle Trf 2 |  | Scenario_5 | outage_line_21
Olsker Trf 1 |  | Scenario_5 | outage_line_21
Olsker Trf 2 |  | Scenario_5 | outage_line_21
Østerlars Trf 1 |  | Scenario_5 | outage_line_21
Aakirkeby Trf 22 |  | Scenario_5 | outage_line_21
Nexø Trf 1 |  | Scenario_5 | outage_line_21
Nexø Trf 2 |  | Scenario_5 | outage_line_21
Bodilsker Trf 1 | 0.47717 | Scenario_5 | outage_line_21
Rønne Syd Trf 1 |  | Scenario_5 | outage_line_21
Allinge Trf 1 |  | Scenario_5 | outage_line_21
Allinge Trf 2 |  | Scenario_5 | outage_line_21
Svaneke Trf 1 |  | Scenario_5 | outage_line_21
Viadukten Trf 1 |  | Scenario_5 | outage_line_21
Rønne Nord Trf 1 |  | Scenario_5 | outage_line_21
Poulsker Trf 1 |  | Scenario_5 | outage_line_21
Vesthavnen Trf 1 |  | Scenario_5 | outage_line_21
Gudhjem Trf 1 |  | Scenario_5 | outage_line_21
Borrby | 1.6362 | Scenario_5 | outage_line_22
Trf blok 6 |  | Scenario_5 | outage_line_22
Trf blok 5 |  | Scenario_5 | outage_line_22
Trf Vaerket 1 |  | Scenario_5 | outage_line_22
Trf Vaerket 1 - 1 |  | Scenario_5 | outage_line_22
Værket Trf 2 |  | Scenario_5 | outage_line_22
Snorrebakken Trf |  | Scenario_5 | outage_line_22
Hasle Trf 1 |  | Scenario_5 | outage_line_22
Hasle Trf 2 |  | Scenario_5 | outage_line_22
Olsker Trf 1 |  | Scenario_5 | outage_line_22
Olsker Trf 2 |  | Scenario_5 | outage_line_22
Østerlars Trf 1 |  | Scenario_5 | outage_line_22
Aakirkeby Trf 22 |  | Scenario_5 | outage_line_22
Nexø Trf 1 |  | Scenario_5 | outage_line_22
Nexø Trf 2 |  | Scenario_5 | outage_line_22
Bodilsker Trf 1 | 0.47717 | Scenario_5 | outage_line_22
Rønne Syd Trf 1 |  | Scenario_5 | outage_line_22
Allinge Trf 1 |  | Scenario_5 | outage_line_22
Allinge Trf 2 |  | Scenario_5 | outage_line_22
Svaneke Trf 1 |  | Scenario_5 | outage_line_22
Viadukten Trf 1 |  | Scenario_5 | outage_line_22
Rønne Nord Trf 1 |  | Scenario_5 | outage_line_22
Poulsker Trf 1 |  | Scenario_5 | outage_line_22
Vesthavnen Trf 1 |  | Scenario_5 | outage_line_22
Gudhjem Trf 1 |  | Scenario_5 | outage_line_22
Borrby | 23.5088 | Scenario_6 | outage_line_0
Trf blok 6 |  | Scenario_6 | outage_line_0
Trf blok 5 |  | Scenario_6 | outage_line_0
Trf Vaerket 1 |  | Scenario_6 | outage_line_0
Trf Vaerket 1 - 1 |  | Scenario_6 | outage_line_0
Værket Trf 2 | 13.6736 | Scenario_6 | outage_line_0
Snorrebakken Trf | 24.863 | Scenario_6 | outage_line_0
Hasle Trf 1 | 0 | Scenario_6 | outage_line_0
Hasle Trf 2 | 24.7358 | Scenario_6 | outage_line_0
Olsker Trf 1 | 38.6506 | Scenario_6 | outage_line_0
Olsker Trf 2 | 0 | Scenario_6 | outage_line_0
Østerlars Trf 1 | 11.9594 | Scenario_6 | outage_line_0
Aakirkeby Trf 22 | 6.288 | Scenario_6 | outage_line_0
Nexø Trf 1 | 19.89 | Scenario_6 | outage_line_0
Nexø Trf 2 | 0 | Scenario_6 | outage_line_0
Bodilsker Trf 1 | 41.5429 | Scenario_6 | outage_line_0
Rønne Syd Trf 1 | 59.818 | Scenario_6 | outage_line_0
Allinge Trf 1 | 34.2514 | Scenario_6 | outage_line_0
Allinge Trf 2 | 0 | Scenario_6 | outage_line_0
Svaneke Trf 1 | 14.6293 | Scenario_6 | outage_line_0
Viadukten Trf 1 | 13.5782 | Scenario_6 | outage_line_0
Rønne Nord Trf 1 | 10.9051 | Scenario_6 | outage_line_0
Poulsker Trf 1 | 14.366 | Scenario_6 | outage_line_0
Vesthavnen Trf 1 | 10.8899 | Scenario_6 | outage_line_0
Gudhjem Trf 1 | 17.6575 | Scenario_6 | outage_line_0
Borrby | 20.808 | Scenario_6 | outage_line_1
Trf blok 6 |  | Scenario_6 | outage_line_1
Trf blok 5 |  | Scenario_6 | outage_line_1
Trf Vaerket 1 |  | Scenario_6 | outage_line_1
Trf Vaerket 1 - 1 |  | Scenario_6 | outage_line_1
Værket Trf 2 | 13.7092 | Scenario_6 | outage_line_1
Snorrebakken Trf |  | Scenario_6 | outage_line_1
Hasle Trf 1 | 0 | Scenario_6 | outage_line_1
Hasle Trf 2 | 24.6831 | Scenario_6 | outage_line_1
Olsker Trf 1 | 38.5724 | Scenario_6 | outage_line_1
Olsker Trf 2 | 0 | Scenario_6 | outage_line_1
Østerlars Trf 1 | 11.9387 | Scenario_6 | outage_line_1
Aakirkeby Trf 22 | 6.2754 | Scenario_6 | outage_line_1
Nexø Trf 1 | 19.8593 | Scenario_6 | outage_line_1
Nexø Trf 2 | 0 | Scenario_6 | outage_line_1
Bodilsker Trf 1 | 35.7729 | Scenario_6 | outage_line_1
Rønne Syd Trf 1 | 59.8699 | Scenario_6 | outage_line_1
Allinge Trf 1 | 34.1802 | Scenario_6 | outage_line_1
Allinge Trf 2 | 0 | Scenario_6 | outage_line_1
Svaneke Trf 1 | 14.6071 | Scenario_6 | outage_line_1
Viadukten Trf 1 | 13.5447 | Scenario_6 | outage_line_1
Rønne Nord Trf 1 | 10.8792 | Scenario_6 | outage_line_1
Poulsker Trf 1 | 14.3446 | Scenario_6 | outage_line_1
Vesthavnen Trf 1 | 10.8635 | Scenario_6 | outage_line_1
Gudhjem Trf 1 | 17.6263 | Scenario_6 | outage_line_1
Borrby | 20.9504 | Scenario_6 | outage_line_2
Trf blok 6 |  | Scenario_6 | outage_line_2
Trf blok 5 |  | Scenario_6 | outage_line_2
Trf Vaerket 1 |  | Scenario_6 | outage_line_2
Trf Vaerket 1 - 1 |  | Scenario_6 | outage_line_2
Værket Trf 2 | 13.6883 | Scenario_6 | outage_line_2
Snorrebakken Trf |  | Scenario_6 | outage_line_2
Hasle Trf 1 | 0 | Scenario_6 | outage_line_2
Hasle Trf 2 | 24.7084 | Scenario_6 | outage_line_2
Olsker Trf 1 | 38.613 | Scenario_6 | outage_line_2
Olsker Trf 2 | 0 | Scenario_6 | outage_line_2
Østerlars Trf 1 | 11.9513 | Scenario_6 | outage_line_2
Aakirkeby Trf 22 | 6.2832 | Scenario_6 | outage_line_2
Nexø Trf 1 | 19.8813 | Scenario_6 | outage_line_2
Nexø Trf 2 | 0 | Scenario_6 | outage_line_2
Bodilsker Trf 1 | 35.3092 | Scenario_6 | outage_line_2
Rønne Syd Trf 1 | 59.8411 | Scenario_6 | outage_line_2
Allinge Trf 1 | 34.2172 | Scenario_6 | outage_line_2
Allinge Trf 2 | 0 | Scenario_6 | outage_line_2
Svaneke Trf 1 | 14.6227 | Scenario_6 | outage_line_2
Viadukten Trf 1 | 13.5625 | Scenario_6 | outage_line_2
Rønne Nord Trf 1 | 10.8904 | Scenario_6 | outage_line_2
Poulsker Trf 1 | 14.3602 | Scenario_6 | outage_line_2
Vesthavnen Trf 1 | 10.8717 | Scenario_6 | outage_line_2
Gudhjem Trf 1 | 17.6453 | Scenario_6 | outage_line_2
Borrby | 21.08 | Scenario_6 | outage_line_3
Trf blok 6 |  | Scenario_6 | outage_line_3
Trf blok 5 |  | Scenario_6 | outage_line_3
Trf Vaerket 1 |  | Scenario_6 | outage_line_3
Trf Vaerket 1 - 1 |  | Scenario_6 | outage_line_3
Værket Trf 2 | 13.6649 | Scenario_6 | outage_line_3
Snorrebakken Trf |  | Scenario_6 | outage_line_3
Hasle Trf 1 | 0 | Scenario_6 | outage_line_3
Hasle Trf 2 | 24.729 | Scenario_6 | outage_line_3
Olsker Trf 1 | 38.6463 | Scenario_6 | outage_line_3
Olsker Trf 2 | 0 | Scenario_6 | outage_line_3
Østerlars Trf 1 | 11.9617 | Scenario_6 | outage_line_3
Aakirkeby Trf 22 | 6.2897 | Scenario_6 | outage_line_3
Nexø Trf 1 | 19.8998 | Scenario_6 | outage_line_3
Nexø Trf 2 | 0 | Scenario_6 | outage_line_3
Bodilsker Trf 1 | 34.9444 | Scenario_6 | outage_line_3
Rønne Syd Trf 1 | 59.8169 | Scenario_6 | outage_line_3
Allinge Trf 1 | 34.2475 | Scenario_6 | outage_line_3
Allinge Trf 2 | 0 | Scenario_6 | outage_line_3
Svaneke Trf 1 | 14.6358 | Scenario_6 | outage_line_3
Viadukten Trf 1 | 13.5742 | Scenario_6 | outage_line_3
Rønne Nord Trf 1 | 10.8995 | Scenario_6 | outage_line_3
Poulsker Trf 1 | 14.3732 | Scenario_6 | outage_line_3
Vesthavnen Trf 1 | 10.8808 | Scenario_6 | outage_line_3
Gudhjem Trf 1 | 17.6609 | Scenario_6 | outage_line_3
Borrby | 19.7869 | Scenario_6 | outage_line_4
Trf blok 6 |  | Scenario_6 | outage_line_4
Trf blok 5 |  | Scenario_6 | outage_line_4
Trf Vaerket 1 |  | Scenario_6 | outage_line_4
Trf Vaerket 1 - 1 |  | Scenario_6 | outage_line_4
Værket Trf 2 |  | Scenario_6 | outage_line_4
Snorrebakken Trf |  | Scenario_6 | outage_line_4
Hasle Trf 1 | 0 | Scenario_6 | outage_line_4
Hasle Trf 2 | 24.4915 | Scenario_6 | outage_line_4
Olsker Trf 1 | 38.2769 | Scenario_6 | outage_line_4
Olsker Trf 2 | 0 | Scenario_6 | outage_line_4
Østerlars Trf 1 | 11.8541 | Scenario_6 | outage_line_4
Aakirkeby Trf 22 | 6.229 | Scenario_6 | outage_line_4
Nexø Trf 1 | 19.721 | Scenario_6 | outage_line_4
Nexø Trf 2 | 0 | Scenario_6 | outage_line_4
Bodilsker Trf 1 | 38.7024 | Scenario_6 | outage_line_4
Rønne Syd Trf 1 | 60.0377 | Scenario_6 | outage_line_4
Allinge Trf 1 | 33.9113 | Scenario_6 | outage_line_4
Allinge Trf 2 | 0 | Scenario_6 | outage_line_4
Svaneke Trf 1 | 14.5081 | Scenario_6 | outage_line_4
Viadukten Trf 1 | 13.4371 | Scenario_6 | outage_line_4
Rønne Nord Trf 1 | 10.7936 | Scenario_6 | outage_line_4
Poulsker Trf 1 | 14.2469 | Scenario_6 | outage_line_4
Vesthavnen Trf 1 | 10.7751 | Scenario_6 | outage_line_4
Gudhjem Trf 1 | 17.4986 | Scenario_6 | outage_line_4
Borrby | 19.1039 | Scenario_6 | outage_line_5
Trf blok 6 |  | Scenario_6 | outage_line_5
Trf blok 5 |  | Scenario_6 | outage_line_5
Trf Vaerket 1 |  | Scenario_6 | outage_line_5
Trf Vaerket 1 - 1 |  | Scenario_6 | outage_line_5
Værket Trf 2 |  | Scenario_6 | outage_line_5
Snorrebakken Trf |  | Scenario_6 | outage_line_5
Hasle Trf 1 | 0 | Scenario_6 | outage_line_5
Hasle Trf 2 | 24.4447 | Scenario_6 | outage_line_5
Olsker Trf 1 | 38.2052 | Scenario_6 | outage_line_5
Olsker Trf 2 | 0 | Scenario_6 | outage_line_5
Østerlars Trf 1 | 11.8338 | Scenario_6 | outage_line_5
Aakirkeby Trf 22 | 6.2176 | Scenario_6 | outage_line_5
Nexø Trf 1 | 19.6883 | Scenario_6 | outage_line_5
Nexø Trf 2 | 0 | Scenario_6 | outage_line_5
Bodilsker Trf 1 | 38.4534 | Scenario_6 | outage_line_5
Rønne Syd Trf 1 | 60.0814 | Scenario_6 | outage_line_5
Allinge Trf 1 | 33.8461 | Scenario_6 | outage_line_5
Allinge Trf 2 | 0 | Scenario_6 | outage_line_5
Svaneke Trf 1 | 14.4847 | Scenario_6 | outage_line_5
Viadukten Trf 1 | 13.4101 | Scenario_6 | outage_line_5
Rønne Nord Trf 1 | 10.7723 | Scenario_6 | outage_line_5
Poulsker Trf 1 | 14.2239 | Scenario_6 | outage_line_5
Vesthavnen Trf 1 |  | Scenario_6 | outage_line_5
Gudhjem Trf 1 | 17.468 | Scenario_6 | outage_line_5
Borrby | 19.0348 | Scenario_6 | outage_line_6
Trf blok 6 |  | Scenario_6 | outage_line_6
Trf blok 5 |  | Scenario_6 | outage_line_6
Trf Vaerket 1 |  | Scenario_6 | outage_line_6
Trf Vaerket 1 - 1 |  | Scenario_6 | outage_line_6
Værket Trf 2 |  | Scenario_6 | outage_line_6
Snorrebakken Trf |  | Scenario_6 | outage_line_6
Hasle Trf 1 | 0 | Scenario_6 | outage_line_6
Hasle Trf 2 | 24.3413 | Scenario_6 | outage_line_6
Olsker Trf 1 | 38.2519 | Scenario_6 | outage_line_6
Olsker Trf 2 | 0 | Scenario_6 | outage_line_6
Østerlars Trf 1 | 11.9698 | Scenario_6 | outage_line_6
Aakirkeby Trf 22 | 6.4335 | Scenario_6 | outage_line_6
Nexø Trf 1 | 20.1232 | Scenario_6 | outage_line_6
Nexø Trf 2 | 0 | Scenario_6 | outage_line_6
Bodilsker Trf 1 | 38.794 | Scenario_6 | outage_line_6
Rønne Syd Trf 1 | 59.1628 | Scenario_6 | outage_line_6
Allinge Trf 1 | 33.8886 | Scenario_6 | outage_line_6
Allinge Trf 2 | 0 | Scenario_6 | outage_line_6
Svaneke Trf 1 | 14.7782 | Scenario_6 | outage_line_6
Viadukten Trf 1 | 14.0428 | Scenario_6 | outage_line_6
Rønne Nord Trf 1 | 11.278 | Scenario_6 | outage_line_6
Poulsker Trf 1 | 14.5397 | Scenario_6 | outage_line_6
Vesthavnen Trf 1 |  | Scenario_6 | outage_line_6
Gudhjem Trf 1 | 17.6731 | Scenario_6 | outage_line_6
Borrby | 18.4959 | Scenario_6 | outage_line_7
Trf blok 6 |  | Scenario_6 | outage_line_7
Trf blok 5 |  | Scenario_6 | outage_line_7
Trf Vaerket 1 |  | Scenario_6 | outage_line_7
Trf Vaerket 1 - 1 |  | Scenario_6 | outage_line_7
Værket Trf 2 |  | Scenario_6 | outage_line_7
Snorrebakken Trf |  | Scenario_6 | outage_line_7
Hasle Trf 1 | 0 | Scenario_6 | outage_line_7
Hasle Trf 2 | 24.3012 | Scenario_6 | outage_line_7
Olsker Trf 1 | 38.1742 | Scenario_6 | outage_line_7
Olsker Trf 2 | 0 | Scenario_6 | outage_line_7
Østerlars Trf 1 | 11.9379 | Scenario_6 | outage_line_7
Aakirkeby Trf 22 | 6.4038 | Scenario_6 | outage_line_7
Nexø Trf 1 | 20.0545 | Scenario_6 | outage_line_7
Nexø Trf 2 | 0 | Scenario_6 | outage_line_7
Bodilsker Trf 1 | 36.533 | Scenario_6 | outage_line_7
Rønne Syd Trf 1 | 59.2709 | Scenario_6 | outage_line_7
Allinge Trf 1 | 33.818 | Scenario_6 | outage_line_7
Allinge Trf 2 | 0 | Scenario_6 | outage_line_7
Svaneke Trf 1 | 14.7304 | Scenario_6 | outage_line_7
Viadukten Trf 1 | 13.9609 | Scenario_6 | outage_line_7
Rønne Nord Trf 1 |  | Scenario_6 | outage_line_7
Poulsker Trf 1 | 14.4904 | Scenario_6 | outage_line_7
Vesthavnen Trf 1 |  | Scenario_6 | outage_line_7
Gudhjem Trf 1 | 17.6252 | Scenario_6 | outage_line_7
Borrby | 17.8482 | Scenario_6 | outage_line_8
Trf blok 6 |  | Scenario_6 | outage_line_8
Trf blok 5 |  | Scenario_6 | outage_line_8
Trf Vaerket 1 |  | Scenario_6 | outage_line_8
Trf Vaerket 1 - 1 |  | Scenario_6 | outage_line_8
Værket Trf 2 |  | Scenario_6 | outage_line_8
Snorrebakken Trf |  | Scenario_6 | outage_line_8
Hasle Trf 1 | 0 | Scenario_6 | outage_line_8
Hasle Trf 2 | 24.2468 | Scenario_6 | outage_line_8
Olsker Trf 1 | 38.0689 | Scenario_6 | outage_line_8
Olsker Trf 2 | 0 | Scenario_6 | outage_line_8
Østerlars Trf 1 | 11.895 | Scenario_6 | outage_line_8
Aakirkeby Trf 22 | 6.364 | Scenario_6 | outage_line_8
Nexø Trf 1 | 19.9618 | Scenario_6 | outage_line_8
Nexø Trf 2 | 0 | Scenario_6 | outage_line_8
Bodilsker Trf 1 | 34.2802 | Scenario_6 | outage_line_8
Rønne Syd Trf 1 | 59.4196 | Scenario_6 | outage_line_8
Allinge Trf 1 | 33.7223 | Scenario_6 | outage_line_8
Allinge Trf 2 | 0 | Scenario_6 | outage_line_8
Svaneke Trf 1 | 14.6659 | Scenario_6 | outage_line_8
Viadukten Trf 1 |  | Scenario_6 | outage_line_8
Rønne Nord Trf 1 |  | Scenario_6 | outage_line_8
Poulsker Trf 1 | 14.424 | Scenario_6 | outage_line_8
Vesthavnen Trf 1 |  | Scenario_6 | outage_line_8
Gudhjem Trf 1 | 17.5603 | Scenario_6 | outage_line_8
Borrby | 17.5613 | Scenario_6 | outage_line_9
Trf blok 6 |  | Scenario_6 | outage_line_9
Trf blok 5 |  | Scenario_6 | outage_line_9
Trf Vaerket 1 |  | Scenario_6 | outage_line_9
Trf Vaerket 1 - 1 |  | Scenario_6 | outage_line_9
Værket Trf 2 |  | Scenario_6 | outage_line_9
Snorrebakken Trf |  | Scenario_6 | outage_line_9
Hasle Trf 1 | 0 | Scenario_6 | outage_line_9
Hasle Trf 2 | 23.9459 | Scenario_6 | outage_line_9
Olsker Trf 1 | 37.4922 | Scenario_6 | outage_line_9
Olsker Trf 2 | 0 | Scenario_6 | outage_line_9
Østerlars Trf 1 | 11.663 | Scenario_6 | outage_line_9
Aakirkeby Trf 22 | 6.161 | Scenario_6 | outage_line_9
Nexø Trf 1 | 19.4667 | Scenario_6 | outage_line_9
Nexø Trf 2 | 0 | Scenario_6 | outage_line_9
Bodilsker Trf 1 | 45.5902 | Scenario_6 | outage_line_9
Rønne Syd Trf 1 |  | Scenario_6 | outage_line_9
Allinge Trf 1 | 33.199 | Scenario_6 | outage_line_9
Allinge Trf 2 | 0 | Scenario_6 | outage_line_9
Svaneke Trf 1 | 14.3213 | Scenario_6 | outage_line_9
Viadukten Trf 1 |  | Scenario_6 | outage_line_9
Rønne Nord Trf 1 |  | Scenario_6 | outage_line_9
Poulsker Trf 1 | 14.0701 | Scenario_6 | outage_line_9
Vesthavnen Trf 1 |  | Scenario_6 | outage_line_9
Gudhjem Trf 1 | 17.2103 | Scenario_6 | outage_line_9
Borrby | 17.307 | Scenario_6 | outage_line_10
Trf blok 6 |  | Scenario_6 | outage_line_10
Trf blok 5 |  | Scenario_6 | outage_line_10
Trf Vaerket 1 |  | Scenario_6 | outage_line_10
Trf Vaerket 1 - 1 |  | Scenario_6 | outage_line_10
Værket Trf 2 |  | Scenario_6 | outage_line_10
Snorrebakken Trf |  | Scenario_6 | outage_line_10
Hasle Trf 1 | 0 | Scenario_6 | outage_line_10
Hasle Trf 2 | 23.8759 | Scenario_6 | outage_line_10
Olsker Trf 1 | 37.3578 | Scenario_6 | outage_line_10
Olsker Trf 2 | 0 | Scenario_6 | outage_line_10
Østerlars Trf 1 | 11.609 | Scenario_6 | outage_line_10
Aakirkeby Trf 22 |  | Scenario_6 | outage_line_10
Nexø Trf 1 | 19.3515 | Scenario_6 | outage_line_10
Nexø Trf 2 | 0 | Scenario_6 | outage_line_10
Bodilsker Trf 1 | 48.5393 | Scenario_6 | outage_line_10
Rønne Syd Trf 1 |  | Scenario_6 | outage_line_10
Allinge Trf 1 | 33.0773 | Scenario_6 | outage_line_10
Allinge Trf 2 | 0 | Scenario_6 | outage_line_10
Svaneke Trf 1 | 14.2413 | Scenario_6 | outage_line_10
Viadukten Trf 1 |  | Scenario_6 | outage_line_10
Rønne Nord Trf 1 |  | Scenario_6 | outage_line_10
Poulsker Trf 1 | 13.9878 | Scenario_6 | outage_line_10
Vesthavnen Trf 1 |  | Scenario_6 | outage_line_10
Gudhjem Trf 1 | 17.1288 | Scenario_6 | outage_line_10
Borrby | 16.1542 | Scenario_6 | outage_line_11
Trf blok 6 |  | Scenario_6 | outage_line_11
Trf blok 5 |  | Scenario_6 | outage_line_11
Trf Vaerket 1 |  | Scenario_6 | outage_line_11
Trf Vaerket 1 - 1 |  | Scenario_6 | outage_line_11
Værket Trf 2 |  | Scenario_6 | outage_line_11
Snorrebakken Trf |  | Scenario_6 | outage_line_11
Hasle Trf 1 | 0 | Scenario_6 | outage_line_11
Hasle Trf 2 | 23.8791 | Scenario_6 | outage_line_11
Olsker Trf 1 | 37.3619 | Scenario_6 | outage_line_11
Olsker Trf 2 | 0 | Scenario_6 | outage_line_11
Østerlars Trf 1 | 11.6097 | Scenario_6 | outage_line_11
Aakirkeby Trf 22 |  | Scenario_6 | outage_line_11
Nexø Trf 1 | 19.3518 | Scenario_6 | outage_line_11
Nexø Trf 2 | 0 | Scenario_6 | outage_line_11
Bodilsker Trf 1 | 44.4201 | Scenario_6 | outage_line_11
Rønne Syd Trf 1 |  | Scenario_6 | outage_line_11
Allinge Trf 1 | 33.0811 | Scenario_6 | outage_line_11
Allinge Trf 2 | 0 | Scenario_6 | outage_line_11
Svaneke Trf 1 | 14.2417 | Scenario_6 | outage_line_11
Viadukten Trf 1 |  | Scenario_6 | outage_line_11
Rønne Nord Trf 1 |  | Scenario_6 | outage_line_11
Poulsker Trf 1 |  | Scenario_6 | outage_line_11
Vesthavnen Trf 1 |  | Scenario_6 | outage_line_11
Gudhjem Trf 1 | 17.1299 | Scenario_6 | outage_line_11
Borrby | 16.1352 | Scenario_6 | outage_line_12
Trf blok 6 |  | Scenario_6 | outage_line_12
Trf blok 5 |  | Scenario_6 | outage_line_12
Trf Vaerket 1 |  | Scenario_6 | outage_line_12
Trf Vaerket 1 - 1 |  | Scenario_6 | outage_line_12
Værket Trf 2 |  | Scenario_6 | outage_line_12
Snorrebakken Trf |  | Scenario_6 | outage_line_12
Hasle Trf 1 | 0 | Scenario_6 | outage_line_12
Hasle Trf 2 | 23.9052 | Scenario_6 | outage_line_12
Olsker Trf 1 | 37.4119 | Scenario_6 | outage_line_12
Olsker Trf 2 | 0 | Scenario_6 | outage_line_12
Østerlars Trf 1 | 11.6297 | Scenario_6 | outage_line_12
Aakirkeby Trf 22 |  | Scenario_6 | outage_line_12
Nexø Trf 1 | 19.4107 | Scenario_6 | outage_line_12
Nexø Trf 2 | 0 | Scenario_6 | outage_line_12
Bodilsker Trf 1 | 41.6213 | Scenario_6 | outage_line_12
Rønne Syd Trf 1 |  | Scenario_6 | outage_line_12
Allinge Trf 1 | 33.1263 | Scenario_6 | outage_line_12
Allinge Trf 2 | 0 | Scenario_6 | outage_line_12
Svaneke Trf 1 | 14.2763 | Scenario_6 | outage_line_12
Viadukten Trf 1 |  | Scenario_6 | outage_line_12
Rønne Nord Trf 1 |  | Scenario_6 | outage_line_12
Poulsker Trf 1 |  | Scenario_6 | outage_line_12
Vesthavnen Trf 1 |  | Scenario_6 | outage_line_12
Gudhjem Trf 1 | 17.1601 | Scenario_6 | outage_line_12
Borrby | 24.5032 | Scenario_6 | outage_line_13
Trf blok 6 |  | Scenario_6 | outage_line_13
Trf blok 5 |  | Scenario_6 | outage_line_13
Trf Vaerket 1 |  | Scenario_6 | outage_line_13
Trf Vaerket 1 - 1 |  | Scenario_6 | outage_line_13
Værket Trf 2 |  | Scenario_6 | outage_line_13
Snorrebakken Trf |  | Scenario_6 | outage_line_13
Hasle Trf 1 | 0 | Scenario_6 | outage_line_13
Hasle Trf 2 | 23.7257 | Scenario_6 | outage_line_13
Olsker Trf 1 | 37.081 | Scenario_6 | outage_line_13
Olsker Trf 2 | 0 | Scenario_6 | outage_line_13
Østerlars Trf 1 | 11.5027 | Scenario_6 | outage_line_13
Aakirkeby Trf 22 |  | Scenario_6 | outage_line_13
Nexø Trf 1 | 19.1538 | Scenario_6 | outage_line_13
Nexø Trf 2 | 0 | Scenario_6 | outage_line_13
Bodilsker Trf 1 | 0.47717 | Scenario_6 | outage_line_13
Rønne Syd Trf 1 |  | Scenario_6 | outage_line_13
Allinge Trf 1 | 32.8268 | Scenario_6 | outage_line_13
Allinge Trf 2 | 0 | Scenario_6 | outage_line_13
Svaneke Trf 1 | 14.0946 | Scenario_6 | outage_line_13
Viadukten Trf 1 |  | Scenario_6 | outage_line_13
Rønne Nord Trf 1 |  | Scenario_6 | outage_line_13
Poulsker Trf 1 |  | Scenario_6 | outage_line_13
Vesthavnen Trf 1 |  | Scenario_6 | outage_line_13
Gudhjem Trf 1 | 16.9683 | Scenario_6 | outage_line_13
Borrby | 20.2467 | Scenario_6 | outage_line_14
Trf blok 6 |  | Scenario_6 | outage_line_14
Trf blok 5 |  | Scenario_6 | outage_line_14
Trf Vaerket 1 |  | Scenario_6 | outage_line_14
Trf Vaerket 1 - 1 |  | Scenario_6 | outage_line_14
Værket Trf 2 |  | Scenario_6 | outage_line_14
Snorrebakken Trf |  | Scenario_6 | outage_line_14
Hasle Trf 1 | 0 | Scenario_6 | outage_line_14
Hasle Trf 2 | 23.7579 | Scenario_6 | outage_line_14
Olsker Trf 1 | 37.1365 | Scenario_6 | outage_line_14
Olsker Trf 2 | 0 | Scenario_6 | outage_line_14
Østerlars Trf 1 | 11.5225 | Scenario_6 | outage_line_14
Aakirkeby Trf 22 |  | Scenario_6 | outage_line_14
Nexø Trf 1 |  | Scenario_6 | outage_line_14
Nexø Trf 2 |  | Scenario_6 | outage_line_14
Bodilsker Trf 1 | 0.47717 | Scenario_6 | outage_line_14
Rønne Syd Trf 1 |  | Scenario_6 | outage_line_14
Allinge Trf 1 | 32.877 | Scenario_6 | outage_line_14
Allinge Trf 2 | 0 | Scenario_6 | outage_line_14
Svaneke Trf 1 | 14.1168 | Scenario_6 | outage_line_14
Viadukten Trf 1 |  | Scenario_6 | outage_line_14
Rønne Nord Trf 1 |  | Scenario_6 | outage_line_14
Poulsker Trf 1 |  | Scenario_6 | outage_line_14
Vesthavnen Trf 1 |  | Scenario_6 | outage_line_14
Gudhjem Trf 1 | 16.9982 | Scenario_6 | outage_line_14
Borrby | 18.7664 | Scenario_6 | outage_line_15
Trf blok 6 |  | Scenario_6 | outage_line_15
Trf blok 5 |  | Scenario_6 | outage_line_15
Trf Vaerket 1 |  | Scenario_6 | outage_line_15
Trf Vaerket 1 - 1 |  | Scenario_6 | outage_line_15
Værket Trf 2 |  | Scenario_6 | outage_line_15
Snorrebakken Trf |  | Scenario_6 | outage_line_15
Hasle Trf 1 | 0 | Scenario_6 | outage_line_15
Hasle Trf 2 | 23.7313 | Scenario_6 | outage_line_15
Olsker Trf 1 | 37.0834 | Scenario_6 | outage_line_15
Olsker Trf 2 | 0 | Scenario_6 | outage_line_15
Østerlars Trf 1 | 11.5003 | Scenario_6 | outage_line_15
Aakirkeby Trf 22 |  | Scenario_6 | outage_line_15
Nexø Trf 1 |  | Scenario_6 | outage_line_15
Nexø Trf 2 |  | Scenario_6 | outage_line_15
Bodilsker Trf 1 | 0.47717 | Scenario_6 | outage_line_15
Rønne Syd Trf 1 |  | Scenario_6 | outage_line_15
Allinge Trf 1 | 32.829 | Scenario_6 | outage_line_15
Allinge Trf 2 | 0 | Scenario_6 | outage_line_15
Svaneke Trf 1 |  | Scenario_6 | outage_line_15
Viadukten Trf 1 |  | Scenario_6 | outage_line_15
Rønne Nord Trf 1 |  | Scenario_6 | outage_line_15
Poulsker Trf 1 |  | Scenario_6 | outage_line_15
Vesthavnen Trf 1 |  | Scenario_6 | outage_line_15
Gudhjem Trf 1 | 16.9647 | Scenario_6 | outage_line_15
Borrby | 18.6271 | Scenario_6 | outage_line_16
Trf blok 6 |  | Scenario_6 | outage_line_16
Trf blok 5 |  | Scenario_6 | outage_line_16
Trf Vaerket 1 |  | Scenario_6 | outage_line_16
Trf Vaerket 1 - 1 |  | Scenario_6 | outage_line_16
Værket Trf 2 |  | Scenario_6 | outage_line_16
Snorrebakken Trf |  | Scenario_6 | outage_line_16
Hasle Trf 1 | 0 | Scenario_6 | outage_line_16
Hasle Trf 2 | 23.7409 | Scenario_6 | outage_line_16
Olsker Trf 1 | 37.1014 | Scenario_6 | outage_line_16
Olsker Trf 2 | 0 | Scenario_6 | outage_line_16
Østerlars Trf 1 | 11.5074 | Scenario_6 | outage_line_16
Aakirkeby Trf 22 |  | Scenario_6 | outage_line_16
Nexø Trf 1 |  | Scenario_6 | outage_line_16
Nexø Trf 2 |  | Scenario_6 | outage_line_16
Bodilsker Trf 1 | 0.47717 | Scenario_6 | outage_line_16
Rønne Syd Trf 1 |  | Scenario_6 | outage_line_16
Allinge Trf 1 | 32.8453 | Scenario_6 | outage_line_16
Allinge Trf 2 | 0 | Scenario_6 | outage_line_16
Svaneke Trf 1 |  | Scenario_6 | outage_line_16
Viadukten Trf 1 |  | Scenario_6 | outage_line_16
Rønne Nord Trf 1 |  | Scenario_6 | outage_line_16
Poulsker Trf 1 |  | Scenario_6 | outage_line_16
Vesthavnen Trf 1 |  | Scenario_6 | outage_line_16
Gudhjem Trf 1 | 16.9754 | Scenario_6 | outage_line_16
Borrby | 16.6038 | Scenario_6 | outage_line_17
Trf blok 6 |  | Scenario_6 | outage_line_17
Trf blok 5 |  | Scenario_6 | outage_line_17
Trf Vaerket 1 |  | Scenario_6 | outage_line_17
Trf Vaerket 1 - 1 |  | Scenario_6 | outage_line_17
Værket Trf 2 |  | Scenario_6 | outage_line_17
Snorrebakken Trf |  | Scenario_6 | outage_line_17
Hasle Trf 1 | 0 | Scenario_6 | outage_line_17
Hasle Trf 2 | 23.789 | Scenario_6 | outage_line_17
Olsker Trf 1 | 37.1901 | Scenario_6 | outage_line_17
Olsker Trf 2 | 0 | Scenario_6 | outage_line_17
Østerlars Trf 1 | 11.5414 | Scenario_6 | outage_line_17
Aakirkeby Trf 22 |  | Scenario_6 | outage_line_17
Nexø Trf 1 |  | Scenario_6 | outage_line_17
Nexø Trf 2 |  | Scenario_6 | outage_line_17
Bodilsker Trf 1 | 0.47717 | Scenario_6 | outage_line_17
Rønne Syd Trf 1 |  | Scenario_6 | outage_line_17
Allinge Trf 1 | 32.9255 | Scenario_6 | outage_line_17
Allinge Trf 2 | 0 | Scenario_6 | outage_line_17
Svaneke Trf 1 |  | Scenario_6 | outage_line_17
Viadukten Trf 1 |  | Scenario_6 | outage_line_17
Rønne Nord Trf 1 |  | Scenario_6 | outage_line_17
Poulsker Trf 1 |  | Scenario_6 | outage_line_17
Vesthavnen Trf 1 |  | Scenario_6 | outage_line_17
Gudhjem Trf 1 |  | Scenario_6 | outage_line_17
Borrby | 15.7945 | Scenario_6 | outage_line_18
Trf blok 6 |  | Scenario_6 | outage_line_18
Trf blok 5 |  | Scenario_6 | outage_line_18
Trf Vaerket 1 |  | Scenario_6 | outage_line_18
Trf Vaerket 1 - 1 |  | Scenario_6 | outage_line_18
Værket Trf 2 |  | Scenario_6 | outage_line_18
Snorrebakken Trf |  | Scenario_6 | outage_line_18
Hasle Trf 1 | 0 | Scenario_6 | outage_line_18
Hasle Trf 2 | 23.6474 | Scenario_6 | outage_line_18
Olsker Trf 1 | 36.9173 | Scenario_6 | outage_line_18
Olsker Trf 2 | 0 | Scenario_6 | outage_line_18
Østerlars Trf 1 |  | Scenario_6 | outage_line_18
Aakirkeby Trf 22 |  | Scenario_6 | outage_line_18
Nexø Trf 1 |  | Scenario_6 | outage_line_18
Nexø Trf 2 |  | Scenario_6 | outage_line_18
Bodilsker Trf 1 | 0.47717 | Scenario_6 | outage_line_18
Rønne Syd Trf 1 |  | Scenario_6 | outage_line_18
Allinge Trf 1 | 32.6788 | Scenario_6 | outage_line_18
Allinge Trf 2 | 0 | Scenario_6 | outage_line_18
Svaneke Trf 1 |  | Scenario_6 | outage_line_18
Viadukten Trf 1 |  | Scenario_6 | outage_line_18
Rønne Nord Trf 1 |  | Scenario_6 | outage_line_18
Poulsker Trf 1 |  | Scenario_6 | outage_line_18
Vesthavnen Trf 1 |  | Scenario_6 | outage_line_18
Gudhjem Trf 1 |  | Scenario_6 | outage_line_18
Borrby | 17.8662 | Scenario_6 | outage_line_19
Trf blok 6 |  | Scenario_6 | outage_line_19
Trf blok 5 |  | Scenario_6 | outage_line_19
Trf Vaerket 1 |  | Scenario_6 | outage_line_19
Trf Vaerket 1 - 1 |  | Scenario_6 | outage_line_19
Værket Trf 2 |  | Scenario_6 | outage_line_19
Snorrebakken Trf |  | Scenario_6 | outage_line_19
Hasle Trf 1 | 0 | Scenario_6 | outage_line_19
Hasle Trf 2 | 23.4004 | Scenario_6 | outage_line_19
Olsker Trf 1 | 36.4473 | Scenario_6 | outage_line_19
Olsker Trf 2 | 0 | Scenario_6 | outage_line_19
Østerlars Trf 1 |  | Scenario_6 | outage_line_19
Aakirkeby Trf 22 |  | Scenario_6 | outage_line_19
Nexø Trf 1 |  | Scenario_6 | outage_line_19
Nexø Trf 2 |  | Scenario_6 | outage_line_19
Bodilsker Trf 1 | 0.47717 | Scenario_6 | outage_line_19
Rønne Syd Trf 1 |  | Scenario_6 | outage_line_19
Allinge Trf 1 |  | Scenario_6 | outage_line_19
Allinge Trf 2 |  | Scenario_6 | outage_line_19
Svaneke Trf 1 |  | Scenario_6 | outage_line_19
Viadukten Trf 1 |  | Scenario_6 | outage_line_19
Rønne Nord Trf 1 |  | Scenario_6 | outage_line_19
Poulsker Trf 1 |  | Scenario_6 | outage_line_19
Vesthavnen Trf 1 |  | Scenario_6 | outage_line_19
Gudhjem Trf 1 |  | Scenario_6 | outage_line_19
Borrby | 17.3151 | Scenario_6 | outage_line_20
Trf blok 6 |  | Scenario_6 | outage_line_20
Trf blok 5 |  | Scenario_6 | outage_line_20
Trf Vaerket 1 |  | Scenario_6 | outage_line_20
Trf Vaerket 1 - 1 |  | Scenario_6 | outage_line_20
Værket Trf 2 |  | Scenario_6 | outage_line_20
Snorrebakken Trf |  | Scenario_6 | outage_line_20
Hasle Trf 1 | 0 | Scenario_6 | outage_line_20
Hasle Trf 2 | 23.3238 | Scenario_6 | outage_line_20
Olsker Trf 1 |  | Scenario_6 | outage_line_20
Olsker Trf 2 |  | Scenario_6 | outage_line_20
Østerlars Trf 1 |  | Scenario_6 | outage_line_20
Aakirkeby Trf 22 |  | Scenario_6 | outage_line_20
Nexø Trf 1 |  | Scenario_6 | outage_line_20
Nexø Trf 2 |  | Scenario_6 | outage_line_20
Bodilsker Trf 1 | 0.47717 | Scenario_6 | outage_line_20
Rønne Syd Trf 1 |  | Scenario_6 | outage_line_20
Allinge Trf 1 |  | Scenario_6 | outage_line_20
Allinge Trf 2 |  | Scenario_6 | outage_line_20
Svaneke Trf 1 |  | Scenario_6 | outage_line_20
Viadukten Trf 1 |  | Scenario_6 | outage_line_20
Rønne Nord Trf 1 |  | Scenario_6 | outage_line_20
Poulsker Trf 1 |  | Scenario_6 | outage_line_20
Vesthavnen Trf 1 |  | Scenario_6 | outage_line_20
Gudhjem Trf 1 |  | Scenario_6 | outage_line_20
Borrby | 17.8784 | Scenario_6 | outage_line_21
Trf blok 6 |  | Scenario_6 | outage_line_21
Trf blok 5 |  | Scenario_6 | outage_line_21
Trf Vaerket 1 |  | Scenario_6 | outage_line_21
Trf Vaerket 1 - 1 |  | Scenario_6 | outage_line_21
Værket Trf 2 |  | Scenario_6 | outage_line_21
Snorrebakken Trf |  | Scenario_6 | outage_line_21
Hasle Trf 1 |  | Scenario_6 | outage_line_21
Hasle Trf 2 |  | Scenario_6 | outage_line_21
Olsker Trf 1 |  | Scenario_6 | outage_line_21
Olsker Trf 2 |  | Scenario_6 | outage_line_21
Østerlars Trf 1 |  | Scenario_6 | outage_line_21
Aakirkeby Trf 22 |  | Scenario_6 | outage_line_21
Nexø Trf 1 |  | Scenario_6 | outage_line_21
Nexø Trf 2 |  | Scenario_6 | outage_line_21
Bodilsker Trf 1 | 0.47717 | Scenario_6 | outage_line_21
Rønne Syd Trf 1 |  | Scenario_6 | outage_line_21
Allinge Trf 1 |  | Scenario_6 | outage_line_21
Allinge Trf 2 |  | Scenario_6 | outage_line_21
Svaneke Trf 1 |  | Scenario_6 | outage_line_21
Viadukten Trf 1 |  | Scenario_6 | outage_line_21
Rønne Nord Trf 1 |  | Scenario_6 | outage_line_21
Poulsker Trf 1 |  | Scenario_6 | outage_line_21
Vesthavnen Trf 1 |  | Scenario_6 | outage_line_21
Gudhjem Trf 1 |  | Scenario_6 | outage_line_21
Borrby | 1.6362 | Scenario_6 | outage_line_22
Trf blok 6 |  | Scenario_6 | outage_line_22
Trf blok 5 |  | Scenario_6 | outage_line_22
Trf Vaerket 1 |  | Scenario_6 | outage_line_22
Trf Vaerket 1 - 1 |  | Scenario_6 | outage_line_22
Værket Trf 2 |  | Scenario_6 | outage_line_22
Snorrebakken Trf |  | Scenario_6 | outage_line_22
Hasle Trf 1 |  | Scenario_6 | outage_line_22
Hasle Trf 2 |  | Scenario_6 | outage_line_22
Olsker Trf 1 |  | Scenario_6 | outage_line_22
Olsker Trf 2 |  | Scenario_6 | outage_line_22
Østerlars Trf 1 |  | Scenario_6 | outage_line_22
Aakirkeby Trf 22 |  | Scenario_6 | outage_line_22
Nexø Trf 1 |  | Scenario_6 | outage_line_22
Nexø Trf 2 |  | Scenario_6 | outage_line_22
Bodilsker Trf 1 | 0.47717 | Scenario_6 | outage_line_22
Rønne Syd Trf 1 |  | Scenario_6 | outage_line_22
Allinge Trf 1 |  | Scenario_6 | outage_line_22
Allinge Trf 2 |  | Scenario_6 | outage_line_22
Svaneke Trf 1 |  | Scenario_6 | outage_line_22
Viadukten Trf 1 |  | Scenario_6 | outage_line_22
Rønne Nord Trf 1 |  | Scenario_6 | outage_line_22
Poulsker Trf 1 |  | Scenario_6 | outage_line_22
Vesthavnen Trf 1 |  | Scenario_6 | outage_line_22
Gudhjem Trf 1 |  | Scenario_6 | outage_line_22
Borrby | 24.4012 | Scenario_7 | outage_line_0
Trf blok 6 |  | Scenario_7 | outage_line_0
Trf blok 5 |  | Scenario_7 | outage_line_0
Trf Vaerket 1 |  | Scenario_7 | outage_line_0
Trf Vaerket 1 - 1 |  | Scenario_7 | outage_line_0
Værket Trf 2 | 13.6481 | Scenario_7 | outage_line_0
Snorrebakken Trf | 26.2973 | Scenario_7 | outage_line_0
Hasle Trf 1 | 0 | Scenario_7 | outage_line_0
Hasle Trf 2 | 26.1574 | Scenario_7 | outage_line_0
Olsker Trf 1 | 39.427 | Scenario_7 | outage_line_0
Olsker Trf 2 | 0 | Scenario_7 | outage_line_0
Østerlars Trf 1 | 12.0678 | Scenario_7 | outage_line_0
Aakirkeby Trf 22 | 6.9114 | Scenario_7 | outage_line_0
Nexø Trf 1 | 19.1758 | Scenario_7 | outage_line_0
Nexø Trf 2 | 0 | Scenario_7 | outage_line_0
Bodilsker Trf 1 | 42.1673 | Scenario_7 | outage_line_0
Rønne Syd Trf 1 | 60.6513 | Scenario_7 | outage_line_0
Allinge Trf 1 | 37.3112 | Scenario_7 | outage_line_0
Allinge Trf 2 | 0 | Scenario_7 | outage_line_0
Svaneke Trf 1 | 13.1899 | Scenario_7 | outage_line_0
Viadukten Trf 1 | 14.1033 | Scenario_7 | outage_line_0
Rønne Nord Trf 1 | 10.5617 | Scenario_7 | outage_line_0
Poulsker Trf 1 | 14.4019 | Scenario_7 | outage_line_0
Vesthavnen Trf 1 | 13.1124 | Scenario_7 | outage_line_0
Gudhjem Trf 1 | 17.6792 | Scenario_7 | outage_line_0
Borrby | 21.5459 | Scenario_7 | outage_line_1
Trf blok 6 |  | Scenario_7 | outage_line_1
Trf blok 5 |  | Scenario_7 | outage_line_1
Trf Vaerket 1 |  | Scenario_7 | outage_line_1
Trf Vaerket 1 - 1 |  | Scenario_7 | outage_line_1
Værket Trf 2 | 13.6887 | Scenario_7 | outage_line_1
Snorrebakken Trf |  | Scenario_7 | outage_line_1
Hasle Trf 1 | 0 | Scenario_7 | outage_line_1
Hasle Trf 2 | 26.0927 | Scenario_7 | outage_line_1
Olsker Trf 1 | 39.3342 | Scenario_7 | outage_line_1
Olsker Trf 2 | 0 | Scenario_7 | outage_line_1
Østerlars Trf 1 | 12.0433 | Scenario_7 | outage_line_1
Aakirkeby Trf 22 | 6.8953 | Scenario_7 | outage_line_1
Nexø Trf 1 | 19.1408 | Scenario_7 | outage_line_1
Nexø Trf 2 | 0 | Scenario_7 | outage_line_1
Bodilsker Trf 1 | 36.0035 | Scenario_7 | outage_line_1
Rønne Syd Trf 1 | 60.7074 | Scenario_7 | outage_line_1
Allinge Trf 1 | 37.2203 | Scenario_7 | outage_line_1
Allinge Trf 2 | 0 | Scenario_7 | outage_line_1
Svaneke Trf 1 | 13.1664 | Scenario_7 | outage_line_1
Viadukten Trf 1 | 14.0632 | Scenario_7 | outage_line_1
Rønne Nord Trf 1 | 10.533 | Scenario_7 | outage_line_1
Poulsker Trf 1 | 14.3764 | Scenario_7 | outage_line_1
Vesthavnen Trf 1 | 13.0753 | Scenario_7 | outage_line_1
Gudhjem Trf 1 | 17.6426 | Scenario_7 | outage_line_1
Borrby | 21.7024 | Scenario_7 | outage_line_2
Trf blok 6 |  | Scenario_7 | outage_line_2
Trf blok 5 |  | Scenario_7 | outage_line_2
Trf Vaerket 1 |  | Scenario_7 | outage_line_2
Trf Vaerket 1 - 1 |  | Scenario_7 | outage_line_2
Værket Trf 2 | 13.668 | Scenario_7 | outage_line_2
Snorrebakken Trf |  | Scenario_7 | outage_line_2
Hasle Trf 1 | 0 | Scenario_7 | outage_line_2
Hasle Trf 2 | 26.1196 | Scenario_7 | outage_line_2
Olsker Trf 1 | 39.3758 | Scenario_7 | outage_line_2
Olsker Trf 2 | 0 | Scenario_7 | outage_line_2
Østerlars Trf 1 | 12.056 | Scenario_7 | outage_line_2
Aakirkeby Trf 22 | 6.9039 | Scenario_7 | outage_line_2
Nexø Trf 1 | 19.1621 | Scenario_7 | outage_line_2
Nexø Trf 2 | 0 | Scenario_7 | outage_line_2
Bodilsker Trf 1 | 35.6096 | Scenario_7 | outage_line_2
Rønne Syd Trf 1 | 60.6803 | Scenario_7 | outage_line_2
Allinge Trf 1 | 37.261 | Scenario_7 | outage_line_2
Allinge Trf 2 | 0 | Scenario_7 | outage_line_2
Svaneke Trf 1 | 13.1804 | Scenario_7 | outage_line_2
Viadukten Trf 1 | 14.0817 | Scenario_7 | outage_line_2
Rønne Nord Trf 1 | 10.5438 | Scenario_7 | outage_line_2
Poulsker Trf 1 | 14.392 | Scenario_7 | outage_line_2
Vesthavnen Trf 1 | 13.0854 | Scenario_7 | outage_line_2
Gudhjem Trf 1 | 17.6616 | Scenario_7 | outage_line_2
Borrby | 21.8427 | Scenario_7 | outage_line_3
Trf blok 6 |  | Scenario_7 | outage_line_3
Trf blok 5 |  | Scenario_7 | outage_line_3
Trf Vaerket 1 |  | Scenario_7 | outage_line_3
Trf Vaerket 1 - 1 |  | Scenario_7 | outage_line_3
Værket Trf 2 | 13.6445 | Scenario_7 | outage_line_3
Snorrebakken Trf |  | Scenario_7 | outage_line_3
Hasle Trf 1 | 0 | Scenario_7 | outage_line_3
Hasle Trf 2 | 26.1415 | Scenario_7 | outage_line_3
Olsker Trf 1 | 39.4098 | Scenario_7 | outage_line_3
Olsker Trf 2 | 0 | Scenario_7 | outage_line_3
Østerlars Trf 1 | 12.0665 | Scenario_7 | outage_line_3
Aakirkeby Trf 22 | 6.9112 | Scenario_7 | outage_line_3
Nexø Trf 1 | 19.1798 | Scenario_7 | outage_line_3
Nexø Trf 2 | 0 | Scenario_7 | outage_line_3
Bodilsker Trf 1 | 35.3044 | Scenario_7 | outage_line_3
Rønne Syd Trf 1 | 60.6574 | Scenario_7 | outage_line_3
Allinge Trf 1 | 37.2944 | Scenario_7 | outage_line_3
Allinge Trf 2 | 0 | Scenario_7 | outage_line_3
Svaneke Trf 1 | 13.1922 | Scenario_7 | outage_line_3
Viadukten Trf 1 | 14.0939 | Scenario_7 | outage_line_3
Rønne Nord Trf 1 | 10.5526 | Scenario_7 | outage_line_3
Poulsker Trf 1 | 14.4051 | Scenario_7 | outage_line_3
Vesthavnen Trf 1 | 13.0966 | Scenario_7 | outage_line_3
Gudhjem Trf 1 | 17.6773 | Scenario_7 | outage_line_3
Borrby | 20.3477 | Scenario_7 | outage_line_4
Trf blok 6 |  | Scenario_7 | outage_line_4
Trf blok 5 |  | Scenario_7 | outage_line_4
Trf Vaerket 1 |  | Scenario_7 | outage_line_4
Trf Vaerket 1 - 1 |  | Scenario_7 | outage_line_4
Værket Trf 2 |  | Scenario_7 | outage_line_4
Snorrebakken Trf |  | Scenario_7 | outage_line_4
Hasle Trf 1 | 0 | Scenario_7 | outage_line_4
Hasle Trf 2 | 25.8879 | Scenario_7 | outage_line_4
Olsker Trf 1 | 39.0298 | Scenario_7 | outage_line_4
Olsker Trf 2 | 0 | Scenario_7 | outage_line_4
Østerlars Trf 1 | 11.9571 | Scenario_7 | outage_line_4
Aakirkeby Trf 22 | 6.8436 | Scenario_7 | outage_line_4
Nexø Trf 1 | 19.0064 | Scenario_7 | outage_line_4
Nexø Trf 2 | 0 | Scenario_7 | outage_line_4
Bodilsker Trf 1 | 38.4205 | Scenario_7 | outage_line_4
Rønne Syd Trf 1 | 60.8674 | Scenario_7 | outage_line_4
Allinge Trf 1 | 36.9224 | Scenario_7 | outage_line_4
Allinge Trf 2 | 0 | Scenario_7 | outage_line_4
Svaneke Trf 1 | 13.0771 | Scenario_7 | outage_line_4
Viadukten Trf 1 | 13.9498 | Scenario_7 | outage_line_4
Rønne Nord Trf 1 | 10.4495 | Scenario_7 | outage_line_4
Poulsker Trf 1 | 14.2776 | Scenario_7 | outage_line_4
Vesthavnen Trf 1 | 12.9658 | Scenario_7 | outage_line_4
Gudhjem Trf 1 | 17.5136 | Scenario_7 | outage_line_4
Borrby | 19.4824 | Scenario_7 | outage_line_5
Trf blok 6 |  | Scenario_7 | outage_line_5
Trf blok 5 |  | Scenario_7 | outage_line_5
Trf Vaerket 1 |  | Scenario_7 | outage_line_5
Trf Vaerket 1 - 1 |  | Scenario_7 | outage_line_5
Værket Trf 2 |  | Scenario_7 | outage_line_5
Snorrebakken Trf |  | Scenario_7 | outage_line_5
Hasle Trf 1 | 0 | Scenario_7 | outage_line_5
Hasle Trf 2 | 25.821 | Scenario_7 | outage_line_5
Olsker Trf 1 | 38.931 | Scenario_7 | outage_line_5
Olsker Trf 2 | 0 | Scenario_7 | outage_line_5
Østerlars Trf 1 | 11.9294 | Scenario_7 | outage_line_5
Aakirkeby Trf 22 | 6.8266 | Scenario_7 | outage_line_5
Nexø Trf 1 | 18.9637 | Scenario_7 | outage_line_5
Nexø Trf 2 | 0 | Scenario_7 | outage_line_5
Bodilsker Trf 1 | 38.1606 | Scenario_7 | outage_line_5
Rønne Syd Trf 1 | 60.923 | Scenario_7 | outage_line_5
Allinge Trf 1 | 36.8257 | Scenario_7 | outage_line_5
Allinge Trf 2 | 0 | Scenario_7 | outage_line_5
Svaneke Trf 1 | 13.0487 | Scenario_7 | outage_line_5
Viadukten Trf 1 | 13.912 | Scenario_7 | outage_line_5
Rønne Nord Trf 1 | 10.4218 | Scenario_7 | outage_line_5
Poulsker Trf 1 | 14.2463 | Scenario_7 | outage_line_5
Vesthavnen Trf 1 |  | Scenario_7 | outage_line_5
Gudhjem Trf 1 | 17.4721 | Scenario_7 | outage_line_5
Borrby | 19.3673 | Scenario_7 | outage_line_6
Trf blok 6 |  | Scenario_7 | outage_line_6
Trf blok 5 |  | Scenario_7 | outage_line_6
Trf Vaerket 1 |  | Scenario_7 | outage_line_6
Trf Vaerket 1 - 1 |  | Scenario_7 | outage_line_6
Værket Trf 2 |  | Scenario_7 | outage_line_6
Snorrebakken Trf |  | Scenario_7 | outage_line_6
Hasle Trf 1 | 0 | Scenario_7 | outage_line_6
Hasle Trf 2 | 25.7099 | Scenario_7 | outage_line_6
Olsker Trf 1 | 38.9785 | Scenario_7 | outage_line_6
Olsker Trf 2 | 0 | Scenario_7 | outage_line_6
Østerlars Trf 1 | 12.0679 | Scenario_7 | outage_line_6
Aakirkeby Trf 22 | 7.0673 | Scenario_7 | outage_line_6
Nexø Trf 1 | 19.3869 | Scenario_7 | outage_line_6
Nexø Trf 2 | 0 | Scenario_7 | outage_line_6
Bodilsker Trf 1 | 39.4283 | Scenario_7 | outage_line_6
Rønne Syd Trf 1 | 60.0502 | Scenario_7 | outage_line_6
Allinge Trf 1 | 36.8722 | Scenario_7 | outage_line_6
Allinge Trf 2 | 0 | Scenario_7 | outage_line_6
Svaneke Trf 1 | 13.3139 | Scenario_7 | outage_line_6
Viadukten Trf 1 | 14.5781 | Scenario_7 | outage_line_6
Rønne Nord Trf 1 | 10.9151 | Scenario_7 | outage_line_6
Poulsker Trf 1 | 14.566 | Scenario_7 | outage_line_6
Vesthavnen Trf 1 |  | Scenario_7 | outage_line_6
Gudhjem Trf 1 | 17.6793 | Scenario_7 | outage_line_6
Borrby | 18.8303 | Scenario_7 | outage_line_7
Trf blok 6 |  | Scenario_7 | outage_line_7
Trf blok 5 |  | Scenario_7 | outage_line_7
Trf Vaerket 1 |  | Scenario_7 | outage_line_7
Trf Vaerket 1 - 1 |  | Scenario_7 | outage_line_7
Værket Trf 2 |  | Scenario_7 | outage_line_7
Snorrebakken Trf |  | Scenario_7 | outage_line_7
Hasle Trf 1 | 0 | Scenario_7 | outage_line_7
Hasle Trf 2 | 25.6692 | Scenario_7 | outage_line_7
Olsker Trf 1 | 38.9025 | Scenario_7 | outage_line_7
Olsker Trf 2 | 0 | Scenario_7 | outage_line_7
Østerlars Trf 1 | 12.0371 | Scenario_7 | outage_line_7
Aakirkeby Trf 22 | 7.0359 | Scenario_7 | outage_line_7
Nexø Trf 1 | 19.3234 | Scenario_7 | outage_line_7
Nexø Trf 2 | 0 | Scenario_7 | outage_line_7
Bodilsker Trf 1 | 37.1123 | Scenario_7 | outage_line_7
Rønne Syd Trf 1 | 60.1469 | Scenario_7 | outage_line_7
Allinge Trf 1 | 36.7979 | Scenario_7 | outage_line_7
Allinge Trf 2 | 0 | Scenario_7 | outage_line_7
Svaneke Trf 1 | 13.2729 | Scenario_7 | outage_line_7
Viadukten Trf 1 | 14.4963 | Scenario_7 | outage_line_7
Rønne Nord Trf 1 |  | Scenario_7 | outage_line_7
Poulsker Trf 1 | 14.5187 | Scenario_7 | outage_line_7
Vesthavnen Trf 1 |  | Scenario_7 | outage_line_7
Gudhjem Trf 1 | 17.6333 | Scenario_7 | outage_line_7
Borrby | 18.1282 | Scenario_7 | outage_line_8
Trf blok 6 |  | Scenario_7 | outage_line_8
Trf blok 5 |  | Scenario_7 | outage_line_8
Trf Vaerket 1 |  | Scenario_7 | outage_line_8
Trf Vaerket 1 - 1 |  | Scenario_7 | outage_line_8
Værket Trf 2 |  | Scenario_7 | outage_line_8
Snorrebakken Trf |  | Scenario_7 | outage_line_8
Hasle Trf 1 | 0 | Scenario_7 | outage_line_8
Hasle Trf 2 | 25.6084 | Scenario_7 | outage_line_8
Olsker Trf 1 | 38.7892 | Scenario_7 | outage_line_8
Olsker Trf 2 | 0 | Scenario_7 | outage_line_8
Østerlars Trf 1 | 11.9914 | Scenario_7 | outage_line_8
Aakirkeby Trf 22 | 6.9897 | Scenario_7 | outage_line_8
Nexø Trf 1 | 19.2293 | Scenario_7 | outage_line_8
Nexø Trf 2 | 0 | Scenario_7 | outage_line_8
Bodilsker Trf 1 | 34.5438 | Scenario_7 | outage_line_8
Rønne Syd Trf 1 | 60.2932 | Scenario_7 | outage_line_8
Allinge Trf 1 | 36.6872 | Scenario_7 | outage_line_8
Allinge Trf 2 | 0 | Scenario_7 | outage_line_8
Svaneke Trf 1 | 13.2121 | Scenario_7 | outage_line_8
Viadukten Trf 1 |  | Scenario_7 | outage_line_8
Rønne Nord Trf 1 |  | Scenario_7 | outage_line_8
Poulsker Trf 1 | 14.4486 | Scenario_7 | outage_line_8
Vesthavnen Trf 1 |  | Scenario_7 | outage_line_8
Gudhjem Trf 1 | 17.565 | Scenario_7 | outage_line_8
Borrby | 17.628 | Scenario_7 | outage_line_9
Trf blok 6 |  | Scenario_7 | outage_line_9
Trf blok 5 |  | Scenario_7 | outage_line_9
Trf Vaerket 1 |  | Scenario_7 | outage_line_9
Trf Vaerket 1 - 1 |  | Scenario_7 | outage_line_9
Værket Trf 2 |  | Scenario_7 | outage_line_9
Snorrebakken Trf |  | Scenario_7 | outage_line_9
Hasle Trf 1 | 0 | Scenario_7 | outage_line_9
Hasle Trf 2 | 25.284 | Scenario_7 | outage_line_9
Olsker Trf 1 | 38.1904 | Scenario_7 | outage_line_9
Olsker Trf 2 | 0 | Scenario_7 | outage_line_9
Østerlars Trf 1 | 11.7532 | Scenario_7 | outage_line_9
Aakirkeby Trf 22 | 6.7617 | Scenario_7 | outage_line_9
Nexø Trf 1 | 18.7441 | Scenario_7 | outage_line_9
Nexø Trf 2 | 0 | Scenario_7 | outage_line_9
Bodilsker Trf 1 | 45.0708 | Scenario_7 | outage_line_9
Rønne Syd Trf 1 |  | Scenario_7 | outage_line_9
Allinge Trf 1 | 36.1031 | Scenario_7 | outage_line_9
Allinge Trf 2 | 0 | Scenario_7 | outage_line_9
Svaneke Trf 1 | 12.8986 | Scenario_7 | outage_line_9
Viadukten Trf 1 |  | Scenario_7 | outage_line_9
Rønne Nord Trf 1 |  | Scenario_7 | outage_line_9
Poulsker Trf 1 | 14.0878 | Scenario_7 | outage_line_9
Vesthavnen Trf 1 |  | Scenario_7 | outage_line_9
Gudhjem Trf 1 | 17.2084 | Scenario_7 | outage_line_9
Borrby | 17.3149 | Scenario_7 | outage_line_10
Trf blok 6 |  | Scenario_7 | outage_line_10
Trf blok 5 |  | Scenario_7 | outage_line_10
Trf Vaerket 1 |  | Scenario_7 | outage_line_10
Trf Vaerket 1 - 1 |  | Scenario_7 | outage_line_10
Værket Trf 2 |  | Scenario_7 | outage_line_10
Snorrebakken Trf |  | Scenario_7 | outage_line_10
Hasle Trf 1 | 0 | Scenario_7 | outage_line_10
Hasle Trf 2 | 25.2021 | Scenario_7 | outage_line_10
Olsker Trf 1 | 38.0388 | Scenario_7 | outage_line_10
Olsker Trf 2 | 0 | Scenario_7 | outage_line_10
Østerlars Trf 1 | 11.6929 | Scenario_7 | outage_line_10
Aakirkeby Trf 22 |  | Scenario_7 | outage_line_10
Nexø Trf 1 | 18.6215 | Scenario_7 | outage_line_10
Nexø Trf 2 | 0 | Scenario_7 | outage_line_10
Bodilsker Trf 1 | 48.2762 | Scenario_7 | outage_line_10
Rønne Syd Trf 1 |  | Scenario_7 | outage_line_10
Allinge Trf 1 | 35.9554 | Scenario_7 | outage_line_10
Allinge Trf 2 | 0 | Scenario_7 | outage_line_10
Svaneke Trf 1 | 12.8196 | Scenario_7 | outage_line_10
Viadukten Trf 1 |  | Scenario_7 | outage_line_10
Rønne Nord Trf 1 |  | Scenario_7 | outage_line_10
Poulsker Trf 1 | 13.9966 | Scenario_7 | outage_line_10
Vesthavnen Trf 1 |  | Scenario_7 | outage_line_10
Gudhjem Trf 1 | 17.1182 | Scenario_7 | outage_line_10
Borrby | 16.1597 | Scenario_7 | outage_line_11
Trf blok 6 |  | Scenario_7 | outage_line_11
Trf blok 5 |  | Scenario_7 | outage_line_11
Trf Vaerket 1 |  | Scenario_7 | outage_line_11
Trf Vaerket 1 - 1 |  | Scenario_7 | outage_line_11
Værket Trf 2 |  | Scenario_7 | outage_line_11
Snorrebakken Trf |  | Scenario_7 | outage_line_11
Hasle Trf 1 | 0 | Scenario_7 | outage_line_11
Hasle Trf 2 | 25.2054 | Scenario_7 | outage_line_11
Olsker Trf 1 | 38.0429 | Scenario_7 | outage_line_11
Olsker Trf 2 | 0 | Scenario_7 | outage_line_11
Østerlars Trf 1 | 11.6937 | Scenario_7 | outage_line_11
Aakirkeby Trf 22 |  | Scenario_7 | outage_line_11
Nexø Trf 1 | 18.6217 | Scenario_7 | outage_line_11
Nexø Trf 2 | 0 | Scenario_7 | outage_line_11
Bodilsker Trf 1 | 44.1394 | Scenario_7 | outage_line_11
Rønne Syd Trf 1 |  | Scenario_7 | outage_line_11
Allinge Trf 1 | 35.9595 | Scenario_7 | outage_line_11
Allinge Trf 2 | 0 | Scenario_7 | outage_line_11
Svaneke Trf 1 | 12.8199 | Scenario_7 | outage_line_11
Viadukten Trf 1 |  | Scenario_7 | outage_line_11
Rønne Nord Trf 1 |  | Scenario_7 | outage_line_11
Poulsker Trf 1 |  | Scenario_7 | outage_line_11
Vesthavnen Trf 1 |  | Scenario_7 | outage_line_11
Gudhjem Trf 1 | 17.1194 | Scenario_7 | outage_line_11
Borrby | 16.1509 | Scenario_7 | outage_line_12
Trf blok 6 |  | Scenario_7 | outage_line_12
Trf blok 5 |  | Scenario_7 | outage_line_12
Trf Vaerket 1 |  | Scenario_7 | outage_line_12
Trf Vaerket 1 - 1 |  | Scenario_7 | outage_line_12
Værket Trf 2 |  | Scenario_7 | outage_line_12
Snorrebakken Trf |  | Scenario_7 | outage_line_12
Hasle Trf 1 | 0 | Scenario_7 | outage_line_12
Hasle Trf 2 | 25.2328 | Scenario_7 | outage_line_12
Olsker Trf 1 | 38.0934 | Scenario_7 | outage_line_12
Olsker Trf 2 | 0 | Scenario_7 | outage_line_12
Østerlars Trf 1 | 11.7137 | Scenario_7 | outage_line_12
Aakirkeby Trf 22 |  | Scenario_7 | outage_line_12
Nexø Trf 1 | 18.6765 | Scenario_7 | outage_line_12
Nexø Trf 2 | 0 | Scenario_7 | outage_line_12
Bodilsker Trf 1 | 41.3464 | Scenario_7 | outage_line_12
Rønne Syd Trf 1 |  | Scenario_7 | outage_line_12
Allinge Trf 1 | 36.0086 | Scenario_7 | outage_line_12
Allinge Trf 2 | 0 | Scenario_7 | outage_line_12
Svaneke Trf 1 | 12.8501 | Scenario_7 | outage_line_12
Viadukten Trf 1 |  | Scenario_7 | outage_line_12
Rønne Nord Trf 1 |  | Scenario_7 | outage_line_12
Poulsker Trf 1 |  | Scenario_7 | outage_line_12
Vesthavnen Trf 1 |  | Scenario_7 | outage_line_12
Gudhjem Trf 1 | 17.1492 | Scenario_7 | outage_line_12
Borrby | 24.4325 | Scenario_7 | outage_line_13
Trf blok 6 |  | Scenario_7 | outage_line_13
Trf blok 5 |  | Scenario_7 | outage_line_13
Trf Vaerket 1 |  | Scenario_7 | outage_line_13
Trf Vaerket 1 - 1 |  | Scenario_7 | outage_line_13
Værket Trf 2 |  | Scenario_7 | outage_line_13
Snorrebakken Trf |  | Scenario_7 | outage_line_13
Hasle Trf 1 | 0 | Scenario_7 | outage_line_13
Hasle Trf 2 | 25.046 | Scenario_7 | outage_line_13
Olsker Trf 1 | 37.762 | Scenario_7 | outage_line_13
Olsker Trf 2 | 0 | Scenario_7 | outage_line_13
Østerlars Trf 1 | 11.588 | Scenario_7 | outage_line_13
Aakirkeby Trf 22 |  | Scenario_7 | outage_line_13
Nexø Trf 1 | 18.4341 | Scenario_7 | outage_line_13
Nexø Trf 2 | 0 | Scenario_7 | outage_line_13
Bodilsker Trf 1 | 0.47717 | Scenario_7 | outage_line_13
Rønne Syd Trf 1 |  | Scenario_7 | outage_line_13
Allinge Trf 1 | 35.6863 | Scenario_7 | outage_line_13
Allinge Trf 2 | 0 | Scenario_7 | outage_line_13
Svaneke Trf 1 | 12.6909 | Scenario_7 | outage_line_13
Viadukten Trf 1 |  | Scenario_7 | outage_line_13
Rønne Nord Trf 1 |  | Scenario_7 | outage_line_13
Poulsker Trf 1 |  | Scenario_7 | outage_line_13
Vesthavnen Trf 1 |  | Scenario_7 | outage_line_13
Gudhjem Trf 1 | 16.961 | Scenario_7 | outage_line_13
Borrby | 20.2538 | Scenario_7 | outage_line_14
Trf blok 6 |  | Scenario_7 | outage_line_14
Trf blok 5 |  | Scenario_7 | outage_line_14
Trf Vaerket 1 |  | Scenario_7 | outage_line_14
Trf Vaerket 1 - 1 |  | Scenario_7 | outage_line_14
Værket Trf 2 |  | Scenario_7 | outage_line_14
Snorrebakken Trf |  | Scenario_7 | outage_line_14
Hasle Trf 1 | 0 | Scenario_7 | outage_line_14
Hasle Trf 2 | 25.0848 | Scenario_7 | outage_line_14
Olsker Trf 1 | 37.8275 | Scenario_7 | outage_line_14
Olsker Trf 2 | 0 | Scenario_7 | outage_line_14
Østerlars Trf 1 | 11.6115 | Scenario_7 | outage_line_14
Aakirkeby Trf 22 |  | Scenario_7 | outage_line_14
Nexø Trf 1 |  | Scenario_7 | outage_line_14
Nexø Trf 2 |  | Scenario_7 | outage_line_14
Bodilsker Trf 1 | 0.47717 | Scenario_7 | outage_line_14
Rønne Syd Trf 1 |  | Scenario_7 | outage_line_14
Allinge Trf 1 | 35.7499 | Scenario_7 | outage_line_14
Allinge Trf 2 | 0 | Scenario_7 | outage_line_14
Svaneke Trf 1 | 12.7157 | Scenario_7 | outage_line_14
Viadukten Trf 1 |  | Scenario_7 | outage_line_14
Rønne Nord Trf 1 |  | Scenario_7 | outage_line_14
Poulsker Trf 1 |  | Scenario_7 | outage_line_14
Vesthavnen Trf 1 |  | Scenario_7 | outage_line_14
Gudhjem Trf 1 | 16.9962 | Scenario_7 | outage_line_14
Borrby | 18.7463 | Scenario_7 | outage_line_15
Trf blok 6 |  | Scenario_7 | outage_line_15
Trf blok 5 |  | Scenario_7 | outage_line_15
Trf Vaerket 1 |  | Scenario_7 | outage_line_15
Trf Vaerket 1 - 1 |  | Scenario_7 | outage_line_15
Værket Trf 2 |  | Scenario_7 | outage_line_15
Snorrebakken Trf |  | Scenario_7 | outage_line_15
Hasle Trf 1 | 0 | Scenario_7 | outage_line_15
Hasle Trf 2 | 25.0711 | Scenario_7 | outage_line_15
Olsker Trf 1 | 37.7997 | Scenario_7 | outage_line_15
Olsker Trf 2 | 0 | Scenario_7 | outage_line_15
Østerlars Trf 1 | 11.5995 | Scenario_7 | outage_line_15
Aakirkeby Trf 22 |  | Scenario_7 | outage_line_15
Nexø Trf 1 |  | Scenario_7 | outage_line_15
Nexø Trf 2 |  | Scenario_7 | outage_line_15
Bodilsker Trf 1 | 0.47717 | Scenario_7 | outage_line_15
Rønne Syd Trf 1 |  | Scenario_7 | outage_line_15
Allinge Trf 1 | 35.7229 | Scenario_7 | outage_line_15
Allinge Trf 2 | 0 | Scenario_7 | outage_line_15
Svaneke Trf 1 |  | Scenario_7 | outage_line_15
Viadukten Trf 1 |  | Scenario_7 | outage_line_15
Rønne Nord Trf 1 |  | Scenario_7 | outage_line_15
Poulsker Trf 1 |  | Scenario_7 | outage_line_15
Vesthavnen Trf 1 |  | Scenario_7 | outage_line_15
Gudhjem Trf 1 | 16.9783 | Scenario_7 | outage_line_15
Borrby | 18.6137 | Scenario_7 | outage_line_16
Trf blok 6 |  | Scenario_7 | outage_line_16
Trf blok 5 |  | Scenario_7 | outage_line_16
Trf Vaerket 1 |  | Scenario_7 | outage_line_16
Trf Vaerket 1 - 1 |  | Scenario_7 | outage_line_16
Værket Trf 2 |  | Scenario_7 | outage_line_16
Snorrebakken Trf |  | Scenario_7 | outage_line_16
Hasle Trf 1 | 0 | Scenario_7 | outage_line_16
Hasle Trf 2 | 25.0812 | Scenario_7 | outage_line_16
Olsker Trf 1 | 37.8181 | Scenario_7 | outage_line_16
Olsker Trf 2 | 0 | Scenario_7 | outage_line_16
Østerlars Trf 1 | 11.6067 | Scenario_7 | outage_line_16
Aakirkeby Trf 22 |  | Scenario_7 | outage_line_16
Nexø Trf 1 |  | Scenario_7 | outage_line_16
Nexø Trf 2 |  | Scenario_7 | outage_line_16
Bodilsker Trf 1 | 0.47717 | Scenario_7 | outage_line_16
Rønne Syd Trf 1 |  | Scenario_7 | outage_line_16
Allinge Trf 1 | 35.7408 | Scenario_7 | outage_line_16
Allinge Trf 2 | 0 | Scenario_7 | outage_line_16
Svaneke Trf 1 |  | Scenario_7 | outage_line_16
Viadukten Trf 1 |  | Scenario_7 | outage_line_16
Rønne Nord Trf 1 |  | Scenario_7 | outage_line_16
Poulsker Trf 1 |  | Scenario_7 | outage_line_16
Vesthavnen Trf 1 |  | Scenario_7 | outage_line_16
Gudhjem Trf 1 | 16.9891 | Scenario_7 | outage_line_16
Borrby | 16.6142 | Scenario_7 | outage_line_17
Trf blok 6 |  | Scenario_7 | outage_line_17
Trf blok 5 |  | Scenario_7 | outage_line_17
Trf Vaerket 1 |  | Scenario_7 | outage_line_17
Trf Vaerket 1 - 1 |  | Scenario_7 | outage_line_17
Værket Trf 2 |  | Scenario_7 | outage_line_17
Snorrebakken Trf |  | Scenario_7 | outage_line_17
Hasle Trf 1 | 0 | Scenario_7 | outage_line_17
Hasle Trf 2 | 25.132 | Scenario_7 | outage_line_17
Olsker Trf 1 | 37.9084 | Scenario_7 | outage_line_17
Olsker Trf 2 | 0 | Scenario_7 | outage_line_17
Østerlars Trf 1 | 11.6409 | Scenario_7 | outage_line_17
Aakirkeby Trf 22 |  | Scenario_7 | outage_line_17
Nexø Trf 1 |  | Scenario_7 | outage_line_17
Nexø Trf 2 |  | Scenario_7 | outage_line_17
Bodilsker Trf 1 | 0.47717 | Scenario_7 | outage_line_17
Rønne Syd Trf 1 |  | Scenario_7 | outage_line_17
Allinge Trf 1 | 35.8286 | Scenario_7 | outage_line_17
Allinge Trf 2 | 0 | Scenario_7 | outage_line_17
Svaneke Trf 1 |  | Scenario_7 | outage_line_17
Viadukten Trf 1 |  | Scenario_7 | outage_line_17
Rønne Nord Trf 1 |  | Scenario_7 | outage_line_17
Poulsker Trf 1 |  | Scenario_7 | outage_line_17
Vesthavnen Trf 1 |  | Scenario_7 | outage_line_17
Gudhjem Trf 1 |  | Scenario_7 | outage_line_17
Borrby | 15.6531 | Scenario_7 | outage_line_18
Trf blok 6 |  | Scenario_7 | outage_line_18
Trf blok 5 |  | Scenario_7 | outage_line_18
Trf Vaerket 1 |  | Scenario_7 | outage_line_18
Trf Vaerket 1 - 1 |  | Scenario_7 | outage_line_18
Værket Trf 2 |  | Scenario_7 | outage_line_18
Snorrebakken Trf |  | Scenario_7 | outage_line_18
Hasle Trf 1 | 0 | Scenario_7 | outage_line_18
Hasle Trf 2 | 24.9801 | Scenario_7 | outage_line_18
Olsker Trf 1 | 37.6264 | Scenario_7 | outage_line_18
Olsker Trf 2 | 0 | Scenario_7 | outage_line_18
Østerlars Trf 1 |  | Scenario_7 | outage_line_18
Aakirkeby Trf 22 |  | Scenario_7 | outage_line_18
Nexø Trf 1 |  | Scenario_7 | outage_line_18
Nexø Trf 2 |  | Scenario_7 | outage_line_18
Bodilsker Trf 1 | 0.47717 | Scenario_7 | outage_line_18
Rønne Syd Trf 1 |  | Scenario_7 | outage_line_18
Allinge Trf 1 | 35.5545 | Scenario_7 | outage_line_18
Allinge Trf 2 | 0 | Scenario_7 | outage_line_18
Svaneke Trf 1 |  | Scenario_7 | outage_line_18
Viadukten Trf 1 |  | Scenario_7 | outage_line_18
Rønne Nord Trf 1 |  | Scenario_7 | outage_line_18
Poulsker Trf 1 |  | Scenario_7 | outage_line_18
Vesthavnen Trf 1 |  | Scenario_7 | outage_line_18
Gudhjem Trf 1 |  | Scenario_7 | outage_line_18
Borrby | 17.8701 | Scenario_7 | outage_line_19
Trf blok 6 |  | Scenario_7 | outage_line_19
Trf blok 5 |  | Scenario_7 | outage_line_19
Trf Vaerket 1 |  | Scenario_7 | outage_line_19
Trf Vaerket 1 - 1 |  | Scenario_7 | outage_line_19
Værket Trf 2 |  | Scenario_7 | outage_line_19
Snorrebakken Trf |  | Scenario_7 | outage_line_19
Hasle Trf 1 | 0 | Scenario_7 | outage_line_19
Hasle Trf 2 | 24.6895 | Scenario_7 | outage_line_19
Olsker Trf 1 | 37.094 | Scenario_7 | outage_line_19
Olsker Trf 2 | 0 | Scenario_7 | outage_line_19
Østerlars Trf 1 |  | Scenario_7 | outage_line_19
Aakirkeby Trf 22 |  | Scenario_7 | outage_line_19
Nexø Trf 1 |  | Scenario_7 | outage_line_19
Nexø Trf 2 |  | Scenario_7 | outage_line_19
Bodilsker Trf 1 | 0.47717 | Scenario_7 | outage_line_19
Rønne Syd Trf 1 |  | Scenario_7 | outage_line_19
Allinge Trf 1 |  | Scenario_7 | outage_line_19
Allinge Trf 2 |  | Scenario_7 | outage_line_19
Svaneke Trf 1 |  | Scenario_7 | outage_line_19
Viadukten Trf 1 |  | Scenario_7 | outage_line_19
Rønne Nord Trf 1 |  | Scenario_7 | outage_line_19
Poulsker Trf 1 |  | Scenario_7 | outage_line_19
Vesthavnen Trf 1 |  | Scenario_7 | outage_line_19
Gudhjem Trf 1 |  | Scenario_7 | outage_line_19
Borrby | 17.2755 | Scenario_7 | outage_line_20
Trf blok 6 |  | Scenario_7 | outage_line_20
Trf blok 5 |  | Scenario_7 | outage_line_20
Trf Vaerket 1 |  | Scenario_7 | outage_line_20
Trf Vaerket 1 - 1 |  | Scenario_7 | outage_line_20
Værket Trf 2 |  | Scenario_7 | outage_line_20
Snorrebakken Trf |  | Scenario_7 | outage_line_20
Hasle Trf 1 | 0 | Scenario_7 | outage_line_20
Hasle Trf 2 | 24.6069 | Scenario_7 | outage_line_20
Olsker Trf 1 |  | Scenario_7 | outage_line_20
Olsker Trf 2 |  | Scenario_7 | outage_line_20
Østerlars Trf 1 |  | Scenario_7 | outage_line_20
Aakirkeby Trf 22 |  | Scenario_7 | outage_line_20
Nexø Trf 1 |  | Scenario_7 | outage_line_20
Nexø Trf 2 |  | Scenario_7 | outage_line_20
Bodilsker Trf 1 | 0.47717 | Scenario_7 | outage_line_20
Rønne Syd Trf 1 |  | Scenario_7 | outage_line_20
Allinge Trf 1 |  | Scenario_7 | outage_line_20
Allinge Trf 2 |  | Scenario_7 | outage_line_20
Svaneke Trf 1 |  | Scenario_7 | outage_line_20
Viadukten Trf 1 |  | Scenario_7 | outage_line_20
Rønne Nord Trf 1 |  | Scenario_7 | outage_line_20
Poulsker Trf 1 |  | Scenario_7 | outage_line_20
Vesthavnen Trf 1 |  | Scenario_7 | outage_line_20
Gudhjem Trf 1 |  | Scenario_7 | outage_line_20
Borrby | 17.8784 | Scenario_7 | outage_line_21
Trf blok 6 |  | Scenario_7 | outage_line_21
Trf blok 5 |  | Scenario_7 | outage_line_21
Trf Vaerket 1 |  | Scenario_7 | outage_line_21
Trf Vaerket 1 - 1 |  | Scenario_7 | outage_line_21
Værket Trf 2 |  | Scenario_7 | outage_line_21
Snorrebakken Trf |  | Scenario_7 | outage_line_21
Hasle Trf 1 |  | Scenario_7 | outage_line_21
Hasle Trf 2 |  | Scenario_7 | outage_line_21
Olsker Trf 1 |  | Scenario_7 | outage_line_21
Olsker Trf 2 |  | Scenario_7 | outage_line_21
Østerlars Trf 1 |  | Scenario_7 | outage_line_21
Aakirkeby Trf 22 |  | Scenario_7 | outage_line_21
Nexø Trf 1 |  | Scenario_7 | outage_line_21
Nexø Trf 2 |  | Scenario_7 | outage_line_21
Bodilsker Trf 1 | 0.47717 | Scenario_7 | outage_line_21
Rønne Syd Trf 1 |  | Scenario_7 | outage_line_21
Allinge Trf 1 |  | Scenario_7 | outage_line_21
Allinge Trf 2 |  | Scenario_7 | outage_line_21
Svaneke Trf 1 |  | Scenario_7 | outage_line_21
Viadukten Trf 1 |  | Scenario_7 | outage_line_21
Rønne Nord Trf 1 |  | Scenario_7 | outage_line_21
Poulsker Trf 1 |  | Scenario_7 | outage_line_21
Vesthavnen Trf 1 |  | Scenario_7 | outage_line_21
Gudhjem Trf 1 |  | Scenario_7 | outage_line_21
Borrby | 1.6362 | Scenario_7 | outage_line_22
Trf blok 6 |  | Scenario_7 | outage_line_22
Trf blok 5 |  | Scenario_7 | outage_line_22
Trf Vaerket 1 |  | Scenario_7 | outage_line_22
Trf Vaerket 1 - 1 |  | Scenario_7 | outage_line_22
Værket Trf 2 |  | Scenario_7 | outage_line_22
Snorrebakken Trf |  | Scenario_7 | outage_line_22
Hasle Trf 1 |  | Scenario_7 | outage_line_22
Hasle Trf 2 |  | Scenario_7 | outage_line_22
Olsker Trf 1 |  | Scenario_7 | outage_line_22
Olsker Trf 2 |  | Scenario_7 | outage_line_22
Østerlars Trf 1 |  | Scenario_7 | outage_line_22
Aakirkeby Trf 22 |  | Scenario_7 | outage_line_22
Nexø Trf 1 |  | Scenario_7 | outage_line_22
Nexø Trf 2 |  | Scenario_7 | outage_line_22
Bodilsker Trf 1 | 0.47717 | Scenario_7 | outage_line_22
Rønne Syd Trf 1 |  | Scenario_7 | outage_line_22
Allinge Trf 1 |  | Scenario_7 | outage_line_22
Allinge Trf 2 |  | Scenario_7 | outage_line_22
Svaneke Trf 1 |  | Scenario_7 | outage_line_22
Viadukten Trf 1 |  | Scenario_7 | outage_line_22
Rønne Nord Trf 1 |  | Scenario_7 | outage_line_22
Poulsker Trf 1 |  | Scenario_7 | outage_line_22
Vesthavnen Trf 1 |  | Scenario_7 | outage_line_22
Gudhjem Trf 1 |  | Scenario_7 | outage_line_22
Borrby | 25.3225 | Scenario_8 | outage_line_0
Trf blok 6 |  | Scenario_8 | outage_line_0
Trf blok 5 |  | Scenario_8 | outage_line_0
Trf Vaerket 1 |  | Scenario_8 | outage_line_0
Trf Vaerket 1 - 1 |  | Scenario_8 | outage_line_0
Værket Trf 2 | 13.6241 | Scenario_8 | outage_line_0
Snorrebakken Trf | 27.7424 | Scenario_8 | outage_line_0
Hasle Trf 1 | 0 | Scenario_8 | outage_line_0
Hasle Trf 2 | 27.589 | Scenario_8 | outage_line_0
Olsker Trf 1 | 40.2092 | Scenario_8 | outage_line_0
Olsker Trf 2 | 0 | Scenario_8 | outage_line_0
Østerlars Trf 1 | 12.1771 | Scenario_8 | outage_line_0
Aakirkeby Trf 22 | 7.5392 | Scenario_8 | outage_line_0
Nexø Trf 1 | 18.4591 | Scenario_8 | outage_line_0
Nexø Trf 2 | 0 | Scenario_8 | outage_line_0
Bodilsker Trf 1 | 42.9267 | Scenario_8 | outage_line_0
Rønne Syd Trf 1 | 61.4935 | Scenario_8 | outage_line_0
Allinge Trf 1 | 40.4071 | Scenario_8 | outage_line_0
Allinge Trf 2 | 0 | Scenario_8 | outage_line_0
Svaneke Trf 1 | 11.7475 | Scenario_8 | outage_line_0
Viadukten Trf 1 | 14.6322 | Scenario_8 | outage_line_0
Rønne Nord Trf 1 | 10.2168 | Scenario_8 | outage_line_0
Poulsker Trf 1 | 14.4382 | Scenario_8 | outage_line_0
Vesthavnen Trf 1 | 15.3559 | Scenario_8 | outage_line_0
Gudhjem Trf 1 | 17.7015 | Scenario_8 | outage_line_0
Borrby | 22.3094 | Scenario_8 | outage_line_1
Trf blok 6 |  | Scenario_8 | outage_line_1
Trf blok 5 |  | Scenario_8 | outage_line_1
Trf Vaerket 1 |  | Scenario_8 | outage_line_1
Trf Vaerket 1 - 1 |  | Scenario_8 | outage_line_1
Værket Trf 2 | 13.6697 | Scenario_8 | outage_line_1
Snorrebakken Trf |  | Scenario_8 | outage_line_1
Hasle Trf 1 | 0 | Scenario_8 | outage_line_1
Hasle Trf 2 | 27.5112 | Scenario_8 | outage_line_1
Olsker Trf 1 | 40.101 | Scenario_8 | outage_line_1
Olsker Trf 2 | 0 | Scenario_8 | outage_line_1
Østerlars Trf 1 | 12.1487 | Scenario_8 | outage_line_1
Aakirkeby Trf 22 | 7.5189 | Scenario_8 | outage_line_1
Nexø Trf 1 | 18.4201 | Scenario_8 | outage_line_1
Nexø Trf 2 | 0 | Scenario_8 | outage_line_1
Bodilsker Trf 1 | 36.3537 | Scenario_8 | outage_line_1
Rønne Syd Trf 1 | 61.5528 | Scenario_8 | outage_line_1
Allinge Trf 1 | 40.2938 | Scenario_8 | outage_line_1
Allinge Trf 2 | 0 | Scenario_8 | outage_line_1
Svaneke Trf 1 | 11.7235 | Scenario_8 | outage_line_1
Viadukten Trf 1 | 14.585 | Scenario_8 | outage_line_1
Rønne Nord Trf 1 | 10.1855 | Scenario_8 | outage_line_1
Poulsker Trf 1 | 14.4086 | Scenario_8 | outage_line_1
Vesthavnen Trf 1 | 15.3061 | Scenario_8 | outage_line_1
Gudhjem Trf 1 | 17.6594 | Scenario_8 | outage_line_1
Borrby | 22.4792 | Scenario_8 | outage_line_2
Trf blok 6 |  | Scenario_8 | outage_line_2
Trf blok 5 |  | Scenario_8 | outage_line_2
Trf Vaerket 1 |  | Scenario_8 | outage_line_2
Trf Vaerket 1 - 1 |  | Scenario_8 | outage_line_2
Værket Trf 2 | 13.6491 | Scenario_8 | outage_line_2
Snorrebakken Trf |  | Scenario_8 | outage_line_2
Hasle Trf 1 | 0 | Scenario_8 | outage_line_2
Hasle Trf 2 | 27.5397 | Scenario_8 | outage_line_2
Olsker Trf 1 | 40.1435 | Scenario_8 | outage_line_2
Olsker Trf 2 | 0 | Scenario_8 | outage_line_2
Østerlars Trf 1 | 12.1616 | Scenario_8 | outage_line_2
Aakirkeby Trf 22 | 7.5284 | Scenario_8 | outage_line_2
Nexø Trf 1 | 18.4406 | Scenario_8 | outage_line_2
Nexø Trf 2 | 0 | Scenario_8 | outage_line_2
Bodilsker Trf 1 | 36.0303 | Scenario_8 | outage_line_2
Rønne Syd Trf 1 | 61.5274 | Scenario_8 | outage_line_2
Allinge Trf 1 | 40.3383 | Scenario_8 | outage_line_2
Allinge Trf 2 | 0 | Scenario_8 | outage_line_2
Svaneke Trf 1 | 11.7358 | Scenario_8 | outage_line_2
Viadukten Trf 1 | 14.6043 | Scenario_8 | outage_line_2
Rønne Nord Trf 1 | 10.1959 | Scenario_8 | outage_line_2
Poulsker Trf 1 | 14.4243 | Scenario_8 | outage_line_2
Vesthavnen Trf 1 | 15.3182 | Scenario_8 | outage_line_2
Gudhjem Trf 1 | 17.6784 | Scenario_8 | outage_line_2
Borrby | 22.6297 | Scenario_8 | outage_line_3
Trf blok 6 |  | Scenario_8 | outage_line_3
Trf blok 5 |  | Scenario_8 | outage_line_3
Trf Vaerket 1 |  | Scenario_8 | outage_line_3
Trf Vaerket 1 - 1 |  | Scenario_8 | outage_line_3
Værket Trf 2 | 13.6257 | Scenario_8 | outage_line_3
Snorrebakken Trf |  | Scenario_8 | outage_line_3
Hasle Trf 1 | 0 | Scenario_8 | outage_line_3
Hasle Trf 2 | 27.5629 | Scenario_8 | outage_line_3
Olsker Trf 1 | 40.1783 | Scenario_8 | outage_line_3
Olsker Trf 2 | 0 | Scenario_8 | outage_line_3
Østerlars Trf 1 | 12.1722 | Scenario_8 | outage_line_3
Aakirkeby Trf 22 | 7.5364 | Scenario_8 | outage_line_3
Nexø Trf 1 | 18.4577 | Scenario_8 | outage_line_3
Nexø Trf 2 | 0 | Scenario_8 | outage_line_3
Bodilsker Trf 1 | 35.7853 | Scenario_8 | outage_line_3
Rønne Syd Trf 1 | 61.5059 | Scenario_8 | outage_line_3
Allinge Trf 1 | 40.3747 | Scenario_8 | outage_line_3
Allinge Trf 2 | 0 | Scenario_8 | outage_line_3
Svaneke Trf 1 | 11.7462 | Scenario_8 | outage_line_3
Viadukten Trf 1 | 14.617 | Scenario_8 | outage_line_3
Rønne Nord Trf 1 | 10.2044 | Scenario_8 | outage_line_3
Poulsker Trf 1 | 14.4374 | Scenario_8 | outage_line_3
Vesthavnen Trf 1 | 15.3314 | Scenario_8 | outage_line_3
Gudhjem Trf 1 | 17.6942 | Scenario_8 | outage_line_3
Borrby | 20.9417 | Scenario_8 | outage_line_4
Trf blok 6 |  | Scenario_8 | outage_line_4
Trf blok 5 |  | Scenario_8 | outage_line_4
Trf Vaerket 1 |  | Scenario_8 | outage_line_4
Trf Vaerket 1 - 1 |  | Scenario_8 | outage_line_4
Værket Trf 2 |  | Scenario_8 | outage_line_4
Snorrebakken Trf |  | Scenario_8 | outage_line_4
Hasle Trf 1 | 0 | Scenario_8 | outage_line_4
Hasle Trf 2 | 27.2927 | Scenario_8 | outage_line_4
Olsker Trf 1 | 39.7874 | Scenario_8 | outage_line_4
Olsker Trf 2 | 0 | Scenario_8 | outage_line_4
Østerlars Trf 1 | 12.0608 | Scenario_8 | outage_line_4
Aakirkeby Trf 22 | 7.4618 | Scenario_8 | outage_line_4
Nexø Trf 1 | 18.2896 | Scenario_8 | outage_line_4
Nexø Trf 2 | 0 | Scenario_8 | outage_line_4
Bodilsker Trf 1 | 38.2386 | Scenario_8 | outage_line_4
Rønne Syd Trf 1 | 61.7046 | Scenario_8 | outage_line_4
Allinge Trf 1 | 39.9655 | Scenario_8 | outage_line_4
Allinge Trf 2 | 0 | Scenario_8 | outage_line_4
Svaneke Trf 1 | 11.644 | Scenario_8 | outage_line_4
Viadukten Trf 1 | 14.4657 | Scenario_8 | outage_line_4
Rønne Nord Trf 1 | 10.1042 | Scenario_8 | outage_line_4
Poulsker Trf 1 | 14.3087 | Scenario_8 | outage_line_4
Vesthavnen Trf 1 | 15.1749 | Scenario_8 | outage_line_4
Gudhjem Trf 1 | 17.529 | Scenario_8 | outage_line_4
Borrby | 19.8785 | Scenario_8 | outage_line_5
Trf blok 6 |  | Scenario_8 | outage_line_5
Trf blok 5 |  | Scenario_8 | outage_line_5
Trf Vaerket 1 |  | Scenario_8 | outage_line_5
Trf Vaerket 1 - 1 |  | Scenario_8 | outage_line_5
Værket Trf 2 |  | Scenario_8 | outage_line_5
Snorrebakken Trf |  | Scenario_8 | outage_line_5
Hasle Trf 1 | 0 | Scenario_8 | outage_line_5
Hasle Trf 2 | 27.2035 | Scenario_8 | outage_line_5
Olsker Trf 1 | 39.6599 | Scenario_8 | outage_line_5
Olsker Trf 2 | 0 | Scenario_8 | outage_line_5
Østerlars Trf 1 | 12.0254 | Scenario_8 | outage_line_5
Aakirkeby Trf 22 | 7.4382 | Scenario_8 | outage_line_5
Nexø Trf 1 | 18.2376 | Scenario_8 | outage_line_5
Nexø Trf 2 | 0 | Scenario_8 | outage_line_5
Bodilsker Trf 1 | 37.9103 | Scenario_8 | outage_line_5
Rønne Syd Trf 1 | 61.7706 | Scenario_8 | outage_line_5
Allinge Trf 1 | 39.8323 | Scenario_8 | outage_line_5
Allinge Trf 2 | 0 | Scenario_8 | outage_line_5
Svaneke Trf 1 | 11.6122 | Scenario_8 | outage_line_5
Viadukten Trf 1 | 14.4161 | Scenario_8 | outage_line_5
Rønne Nord Trf 1 | 10.0705 | Scenario_8 | outage_line_5
Poulsker Trf 1 | 14.269 | Scenario_8 | outage_line_5
Vesthavnen Trf 1 |  | Scenario_8 | outage_line_5
Gudhjem Trf 1 | 17.4765 | Scenario_8 | outage_line_5
Borrby | 19.7172 | Scenario_8 | outage_line_6
Trf blok 6 |  | Scenario_8 | outage_line_6
Trf blok 5 |  | Scenario_8 | outage_line_6
Trf Vaerket 1 |  | Scenario_8 | outage_line_6
Trf Vaerket 1 - 1 |  | Scenario_8 | outage_line_6
Værket Trf 2 |  | Scenario_8 | outage_line_6
Snorrebakken Trf |  | Scenario_8 | outage_line_6
Hasle Trf 1 | 0 | Scenario_8 | outage_line_6
Hasle Trf 2 | 27.0844 | Scenario_8 | outage_line_6
Olsker Trf 1 | 39.7083 | Scenario_8 | outage_line_6
Olsker Trf 2 | 0 | Scenario_8 | outage_line_6
Østerlars Trf 1 | 12.1666 | Scenario_8 | outage_line_6
Aakirkeby Trf 22 | 7.7045 | Scenario_8 | outage_line_6
Nexø Trf 1 | 18.6488 | Scenario_8 | outage_line_6
Nexø Trf 2 | 0 | Scenario_8 | outage_line_6
Bodilsker Trf 1 | 40.1212 | Scenario_8 | outage_line_6
Rønne Syd Trf 1 | 60.9454 | Scenario_8 | outage_line_6
Allinge Trf 1 | 39.8828 | Scenario_8 | outage_line_6
Allinge Trf 2 | 0 | Scenario_8 | outage_line_6
Svaneke Trf 1 | 11.8485 | Scenario_8 | outage_line_6
Viadukten Trf 1 | 15.1166 | Scenario_8 | outage_line_6
Rønne Nord Trf 1 | 10.5511 | Scenario_8 | outage_line_6
Poulsker Trf 1 | 14.5926 | Scenario_8 | outage_line_6
Vesthavnen Trf 1 |  | Scenario_8 | outage_line_6
Gudhjem Trf 1 | 17.6858 | Scenario_8 | outage_line_6
Borrby | 19.1845 | Scenario_8 | outage_line_7
Trf blok 6 |  | Scenario_8 | outage_line_7
Trf blok 5 |  | Scenario_8 | outage_line_7
Trf Vaerket 1 |  | Scenario_8 | outage_line_7
Trf Vaerket 1 - 1 |  | Scenario_8 | outage_line_7
Værket Trf 2 |  | Scenario_8 | outage_line_7
Snorrebakken Trf |  | Scenario_8 | outage_line_7
Hasle Trf 1 | 0 | Scenario_8 | outage_line_7
Hasle Trf 2 | 27.0433 | Scenario_8 | outage_line_7
Olsker Trf 1 | 39.6342 | Scenario_8 | outage_line_7
Olsker Trf 2 | 0 | Scenario_8 | outage_line_7
Østerlars Trf 1 | 12.1369 | Scenario_8 | outage_line_7
Aakirkeby Trf 22 | 7.6716 | Scenario_8 | outage_line_7
Nexø Trf 1 | 18.5905 | Scenario_8 | outage_line_7
Nexø Trf 2 | 0 | Scenario_8 | outage_line_7
Bodilsker Trf 1 | 37.7689 | Scenario_8 | outage_line_7
Rønne Syd Trf 1 | 61.0311 | Scenario_8 | outage_line_7
Allinge Trf 1 | 39.8054 | Scenario_8 | outage_line_7
Allinge Trf 2 | 0 | Scenario_8 | outage_line_7
Svaneke Trf 1 | 11.814 | Scenario_8 | outage_line_7
Viadukten Trf 1 | 15.0351 | Scenario_8 | outage_line_7
Rønne Nord Trf 1 |  | Scenario_8 | outage_line_7
Poulsker Trf 1 | 14.5473 | Scenario_8 | outage_line_7
Vesthavnen Trf 1 |  | Scenario_8 | outage_line_7
Gudhjem Trf 1 | 17.6418 | Scenario_8 | outage_line_7
Borrby | 18.4262 | Scenario_8 | outage_line_8
Trf blok 6 |  | Scenario_8 | outage_line_8
Trf blok 5 |  | Scenario_8 | outage_line_8
Trf Vaerket 1 |  | Scenario_8 | outage_line_8
Trf Vaerket 1 - 1 |  | Scenario_8 | outage_line_8
Værket Trf 2 |  | Scenario_8 | outage_line_8
Snorrebakken Trf |  | Scenario_8 | outage_line_8
Hasle Trf 1 | 0 | Scenario_8 | outage_line_8
Hasle Trf 2 | 26.9758 | Scenario_8 | outage_line_8
Olsker Trf 1 | 39.5127 | Scenario_8 | outage_line_8
Olsker Trf 2 | 0 | Scenario_8 | outage_line_8
Østerlars Trf 1 | 12.0884 | Scenario_8 | outage_line_8
Aakirkeby Trf 22 | 7.6184 | Scenario_8 | outage_line_8
Nexø Trf 1 | 18.4953 | Scenario_8 | outage_line_8
Nexø Trf 2 | 0 | Scenario_8 | outage_line_8
Bodilsker Trf 1 | 34.8849 | Scenario_8 | outage_line_8
Rønne Syd Trf 1 | 61.1741 | Scenario_8 | outage_line_8
Allinge Trf 1 | 39.6784 | Scenario_8 | outage_line_8
Allinge Trf 2 | 0 | Scenario_8 | outage_line_8
Svaneke Trf 1 | 11.7576 | Scenario_8 | outage_line_8
Viadukten Trf 1 |  | Scenario_8 | outage_line_8
Rønne Nord Trf 1 |  | Scenario_8 | outage_line_8
Poulsker Trf 1 | 14.4734 | Scenario_8 | outage_line_8
Vesthavnen Trf 1 |  | Scenario_8 | outage_line_8
Gudhjem Trf 1 | 17.5698 | Scenario_8 | outage_line_8
Borrby | 17.7093 | Scenario_8 | outage_line_9
Trf blok 6 |  | Scenario_8 | outage_line_9
Trf blok 5 |  | Scenario_8 | outage_line_9
Trf Vaerket 1 |  | Scenario_8 | outage_line_9
Trf Vaerket 1 - 1 |  | Scenario_8 | outage_line_9
Værket Trf 2 |  | Scenario_8 | outage_line_9
Snorrebakken Trf |  | Scenario_8 | outage_line_9
Hasle Trf 1 | 0 | Scenario_8 | outage_line_9
Hasle Trf 2 | 26.627 | Scenario_8 | outage_line_9
Olsker Trf 1 | 38.8911 | Scenario_8 | outage_line_9
Olsker Trf 2 | 0 | Scenario_8 | outage_line_9
Østerlars Trf 1 | 11.8438 | Scenario_8 | outage_line_9
Aakirkeby Trf 22 | 7.3646 | Scenario_8 | outage_line_9
Nexø Trf 1 | 18.0205 | Scenario_8 | outage_line_9
Nexø Trf 2 | 0 | Scenario_8 | outage_line_9
Bodilsker Trf 1 | 44.5617 | Scenario_8 | outage_line_9
Rønne Syd Trf 1 |  | Scenario_8 | outage_line_9
Allinge Trf 1 | 39.0303 | Scenario_8 | outage_line_9
Allinge Trf 2 | 0 | Scenario_8 | outage_line_9
Svaneke Trf 1 | 11.4763 | Scenario_8 | outage_line_9
Viadukten Trf 1 |  | Scenario_8 | outage_line_9
Rønne Nord Trf 1 |  | Scenario_8 | outage_line_9
Poulsker Trf 1 | 14.1055 | Scenario_8 | outage_line_9
Vesthavnen Trf 1 |  | Scenario_8 | outage_line_9
Gudhjem Trf 1 | 17.2068 | Scenario_8 | outage_line_9
Borrby | 17.3302 | Scenario_8 | outage_line_10
Trf blok 6 |  | Scenario_8 | outage_line_10
Trf blok 5 |  | Scenario_8 | outage_line_10
Trf Vaerket 1 |  | Scenario_8 | outage_line_10
Trf Vaerket 1 - 1 |  | Scenario_8 | outage_line_10
Værket Trf 2 |  | Scenario_8 | outage_line_10
Snorrebakken Trf |  | Scenario_8 | outage_line_10
Hasle Trf 1 | 0 | Scenario_8 | outage_line_10
Hasle Trf 2 | 26.5321 | Scenario_8 | outage_line_10
Olsker Trf 1 | 38.7215 | Scenario_8 | outage_line_10
Olsker Trf 2 | 0 | Scenario_8 | outage_line_10
Østerlars Trf 1 | 11.7771 | Scenario_8 | outage_line_10
Aakirkeby Trf 22 |  | Scenario_8 | outage_line_10
Nexø Trf 1 | 17.8913 | Scenario_8 | outage_line_10
Nexø Trf 2 | 0 | Scenario_8 | outage_line_10
Bodilsker Trf 1 | 48.0072 | Scenario_8 | outage_line_10
Rønne Syd Trf 1 |  | Scenario_8 | outage_line_10
Allinge Trf 1 | 38.8538 | Scenario_8 | outage_line_10
Allinge Trf 2 | 0 | Scenario_8 | outage_line_10
Svaneke Trf 1 | 11.3999 | Scenario_8 | outage_line_10
Viadukten Trf 1 |  | Scenario_8 | outage_line_10
Rønne Nord Trf 1 |  | Scenario_8 | outage_line_10
Poulsker Trf 1 | 14.0055 | Scenario_8 | outage_line_10
Vesthavnen Trf 1 |  | Scenario_8 | outage_line_10
Gudhjem Trf 1 | 17.1079 | Scenario_8 | outage_line_10
Borrby | 16.1731 | Scenario_8 | outage_line_11
Trf blok 6 |  | Scenario_8 | outage_line_11
Trf blok 5 |  | Scenario_8 | outage_line_11
Trf Vaerket 1 |  | Scenario_8 | outage_line_11
Trf Vaerket 1 - 1 |  | Scenario_8 | outage_line_11
Værket Trf 2 |  | Scenario_8 | outage_line_11
Snorrebakken Trf |  | Scenario_8 | outage_line_11
Hasle Trf 1 | 0 | Scenario_8 | outage_line_11
Hasle Trf 2 | 26.5356 | Scenario_8 | outage_line_11
Olsker Trf 1 | 38.7257 | Scenario_8 | outage_line_11
Olsker Trf 2 | 0 | Scenario_8 | outage_line_11
Østerlars Trf 1 | 11.7779 | Scenario_8 | outage_line_11
Aakirkeby Trf 22 |  | Scenario_8 | outage_line_11
Nexø Trf 1 | 17.8915 | Scenario_8 | outage_line_11
Nexø Trf 2 | 0 | Scenario_8 | outage_line_11
Bodilsker Trf 1 | 43.8521 | Scenario_8 | outage_line_11
Rønne Syd Trf 1 |  | Scenario_8 | outage_line_11
Allinge Trf 1 | 38.8582 | Scenario_8 | outage_line_11
Allinge Trf 2 | 0 | Scenario_8 | outage_line_11
Svaneke Trf 1 | 11.4001 | Scenario_8 | outage_line_11
Viadukten Trf 1 |  | Scenario_8 | outage_line_11
Rønne Nord Trf 1 |  | Scenario_8 | outage_line_11
Poulsker Trf 1 |  | Scenario_8 | outage_line_11
Vesthavnen Trf 1 |  | Scenario_8 | outage_line_11
Gudhjem Trf 1 | 17.109 | Scenario_8 | outage_line_11
Borrby | 16.1746 | Scenario_8 | outage_line_12
Trf blok 6 |  | Scenario_8 | outage_line_12
Trf blok 5 |  | Scenario_8 | outage_line_12
Trf Vaerket 1 |  | Scenario_8 | outage_line_12
Trf Vaerket 1 - 1 |  | Scenario_8 | outage_line_12
Værket Trf 2 |  | Scenario_8 | outage_line_12
Snorrebakken Trf |  | Scenario_8 | outage_line_12
Hasle Trf 1 | 0 | Scenario_8 | outage_line_12
Hasle Trf 2 | 26.5642 | Scenario_8 | outage_line_12
Olsker Trf 1 | 38.7766 | Scenario_8 | outage_line_12
Olsker Trf 2 | 0 | Scenario_8 | outage_line_12
Østerlars Trf 1 | 11.7978 | Scenario_8 | outage_line_12
Aakirkeby Trf 22 |  | Scenario_8 | outage_line_12
Nexø Trf 1 | 17.9423 | Scenario_8 | outage_line_12
Nexø Trf 2 | 0 | Scenario_8 | outage_line_12
Bodilsker Trf 1 | 41.0654 | Scenario_8 | outage_line_12
Rønne Syd Trf 1 |  | Scenario_8 | outage_line_12
Allinge Trf 1 | 38.9112 | Scenario_8 | outage_line_12
Allinge Trf 2 | 0 | Scenario_8 | outage_line_12
Svaneke Trf 1 | 11.4261 | Scenario_8 | outage_line_12
Viadukten Trf 1 |  | Scenario_8 | outage_line_12
Rønne Nord Trf 1 |  | Scenario_8 | outage_line_12
Poulsker Trf 1 |  | Scenario_8 | outage_line_12
Vesthavnen Trf 1 |  | Scenario_8 | outage_line_12
Gudhjem Trf 1 | 17.1385 | Scenario_8 | outage_line_12
Borrby | 24.3667 | Scenario_8 | outage_line_13
Trf blok 6 |  | Scenario_8 | outage_line_13
Trf blok 5 |  | Scenario_8 | outage_line_13
Trf Vaerket 1 |  | Scenario_8 | outage_line_13
Trf Vaerket 1 - 1 |  | Scenario_8 | outage_line_13
Værket Trf 2 |  | Scenario_8 | outage_line_13
Snorrebakken Trf |  | Scenario_8 | outage_line_13
Hasle Trf 1 | 0 | Scenario_8 | outage_line_13
Hasle Trf 2 | 26.3707 | Scenario_8 | outage_line_13
Olsker Trf 1 | 38.4453 | Scenario_8 | outage_line_13
Olsker Trf 2 | 0 | Scenario_8 | outage_line_13
Østerlars Trf 1 | 11.6736 | Scenario_8 | outage_line_13
Aakirkeby Trf 22 |  | Scenario_8 | outage_line_13
Nexø Trf 1 | 17.7142 | Scenario_8 | outage_line_13
Nexø Trf 2 | 0 | Scenario_8 | outage_line_13
Bodilsker Trf 1 | 0.47717 | Scenario_8 | outage_line_13
Rønne Syd Trf 1 |  | Scenario_8 | outage_line_13
Allinge Trf 1 | 38.5667 | Scenario_8 | outage_line_13
Allinge Trf 2 | 0 | Scenario_8 | outage_line_13
Svaneke Trf 1 | 11.2888 | Scenario_8 | outage_line_13
Viadukten Trf 1 |  | Scenario_8 | outage_line_13
Rønne Nord Trf 1 |  | Scenario_8 | outage_line_13
Poulsker Trf 1 |  | Scenario_8 | outage_line_13
Vesthavnen Trf 1 |  | Scenario_8 | outage_line_13
Gudhjem Trf 1 | 16.954 | Scenario_8 | outage_line_13
Borrby | 20.2723 | Scenario_8 | outage_line_14
Trf blok 6 |  | Scenario_8 | outage_line_14
Trf blok 5 |  | Scenario_8 | outage_line_14
Trf Vaerket 1 |  | Scenario_8 | outage_line_14
Trf Vaerket 1 - 1 |  | Scenario_8 | outage_line_14
Værket Trf 2 |  | Scenario_8 | outage_line_14
Snorrebakken Trf |  | Scenario_8 | outage_line_14
Hasle Trf 1 | 0 | Scenario_8 | outage_line_14
Hasle Trf 2 | 26.4166 | Scenario_8 | outage_line_14
Olsker Trf 1 | 38.5209 | Scenario_8 | outage_line_14
Olsker Trf 2 | 0 | Scenario_8 | outage_line_14
Østerlars Trf 1 | 11.7008 | Scenario_8 | outage_line_14
Aakirkeby Trf 22 |  | Scenario_8 | outage_line_14
Nexø Trf 1 |  | Scenario_8 | outage_line_14
Nexø Trf 2 |  | Scenario_8 | outage_line_14
Bodilsker Trf 1 | 0.47717 | Scenario_8 | outage_line_14
Rønne Syd Trf 1 |  | Scenario_8 | outage_line_14
Allinge Trf 1 | 38.6453 | Scenario_8 | outage_line_14
Allinge Trf 2 | 0 | Scenario_8 | outage_line_14
Svaneke Trf 1 | 11.3149 | Scenario_8 | outage_line_14
Viadukten Trf 1 |  | Scenario_8 | outage_line_14
Rønne Nord Trf 1 |  | Scenario_8 | outage_line_14
Poulsker Trf 1 |  | Scenario_8 | outage_line_14
Vesthavnen Trf 1 |  | Scenario_8 | outage_line_14
Gudhjem Trf 1 | 16.9945 | Scenario_8 | outage_line_14
Borrby | 18.7574 | Scenario_8 | outage_line_15
Trf blok 6 |  | Scenario_8 | outage_line_15
Trf blok 5 |  | Scenario_8 | outage_line_15
Trf Vaerket 1 |  | Scenario_8 | outage_line_15
Trf Vaerket 1 - 1 |  | Scenario_8 | outage_line_15
Værket Trf 2 |  | Scenario_8 | outage_line_15
Snorrebakken Trf |  | Scenario_8 | outage_line_15
Hasle Trf 1 | 0 | Scenario_8 | outage_line_15
Hasle Trf 2 | 26.4173 | Scenario_8 | outage_line_15
Olsker Trf 1 | 38.5197 | Scenario_8 | outage_line_15
Olsker Trf 2 | 0 | Scenario_8 | outage_line_15
Østerlars Trf 1 | 11.6994 | Scenario_8 | outage_line_15
Aakirkeby Trf 22 |  | Scenario_8 | outage_line_15
Nexø Trf 1 |  | Scenario_8 | outage_line_15
Nexø Trf 2 |  | Scenario_8 | outage_line_15
Bodilsker Trf 1 | 0.47717 | Scenario_8 | outage_line_15
Rønne Syd Trf 1 |  | Scenario_8 | outage_line_15
Allinge Trf 1 | 38.6441 | Scenario_8 | outage_line_15
Allinge Trf 2 | 0 | Scenario_8 | outage_line_15
Svaneke Trf 1 |  | Scenario_8 | outage_line_15
Viadukten Trf 1 |  | Scenario_8 | outage_line_15
Rønne Nord Trf 1 |  | Scenario_8 | outage_line_15
Poulsker Trf 1 |  | Scenario_8 | outage_line_15
Vesthavnen Trf 1 |  | Scenario_8 | outage_line_15
Gudhjem Trf 1 | 16.9923 | Scenario_8 | outage_line_15
Borrby | 18.6317 | Scenario_8 | outage_line_16
Trf blok 6 |  | Scenario_8 | outage_line_16
Trf blok 5 |  | Scenario_8 | outage_line_16
Trf Vaerket 1 |  | Scenario_8 | outage_line_16
Trf Vaerket 1 - 1 |  | Scenario_8 | outage_line_16
Værket Trf 2 |  | Scenario_8 | outage_line_16
Snorrebakken Trf |  | Scenario_8 | outage_line_16
Hasle Trf 1 | 0 | Scenario_8 | outage_line_16
Hasle Trf 2 | 26.428 | Scenario_8 | outage_line_16
Olsker Trf 1 | 38.5385 | Scenario_8 | outage_line_16
Olsker Trf 2 | 0 | Scenario_8 | outage_line_16
Østerlars Trf 1 | 11.7066 | Scenario_8 | outage_line_16
Aakirkeby Trf 22 |  | Scenario_8 | outage_line_16
Nexø Trf 1 |  | Scenario_8 | outage_line_16
Nexø Trf 2 |  | Scenario_8 | outage_line_16
Bodilsker Trf 1 | 0.47717 | Scenario_8 | outage_line_16
Rønne Syd Trf 1 |  | Scenario_8 | outage_line_16
Allinge Trf 1 | 38.6636 | Scenario_8 | outage_line_16
Allinge Trf 2 | 0 | Scenario_8 | outage_line_16
Svaneke Trf 1 |  | Scenario_8 | outage_line_16
Viadukten Trf 1 |  | Scenario_8 | outage_line_16
Rønne Nord Trf 1 |  | Scenario_8 | outage_line_16
Poulsker Trf 1 |  | Scenario_8 | outage_line_16
Vesthavnen Trf 1 |  | Scenario_8 | outage_line_16
Gudhjem Trf 1 | 17.0031 | Scenario_8 | outage_line_16
Borrby | 16.66 | Scenario_8 | outage_line_17
Trf blok 6 |  | Scenario_8 | outage_line_17
Trf blok 5 |  | Scenario_8 | outage_line_17
Trf Vaerket 1 |  | Scenario_8 | outage_line_17
Trf Vaerket 1 - 1 |  | Scenario_8 | outage_line_17
Værket Trf 2 |  | Scenario_8 | outage_line_17
Snorrebakken Trf |  | Scenario_8 | outage_line_17
Hasle Trf 1 | 0 | Scenario_8 | outage_line_17
Hasle Trf 2 | 26.4815 | Scenario_8 | outage_line_17
Olsker Trf 1 | 38.6304 | Scenario_8 | outage_line_17
Olsker Trf 2 | 0 | Scenario_8 | outage_line_17
Østerlars Trf 1 | 11.741 | Scenario_8 | outage_line_17
Aakirkeby Trf 22 |  | Scenario_8 | outage_line_17
Nexø Trf 1 |  | Scenario_8 | outage_line_17
Nexø Trf 2 |  | Scenario_8 | outage_line_17
Bodilsker Trf 1 | 0.47717 | Scenario_8 | outage_line_17
Rønne Syd Trf 1 |  | Scenario_8 | outage_line_17
Allinge Trf 1 | 38.7591 | Scenario_8 | outage_line_17
Allinge Trf 2 | 0 | Scenario_8 | outage_line_17
Svaneke Trf 1 |  | Scenario_8 | outage_line_17
Viadukten Trf 1 |  | Scenario_8 | outage_line_17
Rønne Nord Trf 1 |  | Scenario_8 | outage_line_17
Poulsker Trf 1 |  | Scenario_8 | outage_line_17
Vesthavnen Trf 1 |  | Scenario_8 | outage_line_17
Gudhjem Trf 1 |  | Scenario_8 | outage_line_17
Borrby | 15.544 | Scenario_8 | outage_line_18
Trf blok 6 |  | Scenario_8 | outage_line_18
Trf blok 5 |  | Scenario_8 | outage_line_18
Trf Vaerket 1 |  | Scenario_8 | outage_line_18
Trf Vaerket 1 - 1 |  | Scenario_8 | outage_line_18
Værket Trf 2 |  | Scenario_8 | outage_line_18
Snorrebakken Trf |  | Scenario_8 | outage_line_18
Hasle Trf 1 | 0 | Scenario_8 | outage_line_18
Hasle Trf 2 | 26.319 | Scenario_8 | outage_line_18
Olsker Trf 1 | 38.339 | Scenario_8 | outage_line_18
Olsker Trf 2 | 0 | Scenario_8 | outage_line_18
Østerlars Trf 1 |  | Scenario_8 | outage_line_18
Aakirkeby Trf 22 |  | Scenario_8 | outage_line_18
Nexø Trf 1 |  | Scenario_8 | outage_line_18
Nexø Trf 2 |  | Scenario_8 | outage_line_18
Bodilsker Trf 1 | 0.47717 | Scenario_8 | outage_line_18
Rønne Syd Trf 1 |  | Scenario_8 | outage_line_18
Allinge Trf 1 | 38.4564 | Scenario_8 | outage_line_18
Allinge Trf 2 | 0 | Scenario_8 | outage_line_18
Svaneke Trf 1 |  | Scenario_8 | outage_line_18
Viadukten Trf 1 |  | Scenario_8 | outage_line_18
Rønne Nord Trf 1 |  | Scenario_8 | outage_line_18
Poulsker Trf 1 |  | Scenario_8 | outage_line_18
Vesthavnen Trf 1 |  | Scenario_8 | outage_line_18
Gudhjem Trf 1 |  | Scenario_8 | outage_line_18
Borrby | 17.8777 | Scenario_8 | outage_line_19
Trf blok 6 |  | Scenario_8 | outage_line_19
Trf blok 5 |  | Scenario_8 | outage_line_19
Trf Vaerket 1 |  | Scenario_8 | outage_line_19
Trf Vaerket 1 - 1 |  | Scenario_8 | outage_line_19
Værket Trf 2 |  | Scenario_8 | outage_line_19
Snorrebakken Trf |  | Scenario_8 | outage_line_19
Hasle Trf 1 | 0 | Scenario_8 | outage_line_19
Hasle Trf 2 | 25.9812 | Scenario_8 | outage_line_19
Olsker Trf 1 | 37.7415 | Scenario_8 | outage_line_19
Olsker Trf 2 | 0 | Scenario_8 | outage_line_19
Østerlars Trf 1 |  | Scenario_8 | outage_line_19
Aakirkeby Trf 22 |  | Scenario_8 | outage_line_19
Nexø Trf 1 |  | Scenario_8 | outage_line_19
Nexø Trf 2 |  | Scenario_8 | outage_line_19
Bodilsker Trf 1 | 0.47717 | Scenario_8 | outage_line_19
Rønne Syd Trf 1 |  | Scenario_8 | outage_line_19
Allinge Trf 1 |  | Scenario_8 | outage_line_19
Allinge Trf 2 |  | Scenario_8 | outage_line_19
Svaneke Trf 1 |  | Scenario_8 | outage_line_19
Viadukten Trf 1 |  | Scenario_8 | outage_line_19
Rønne Nord Trf 1 |  | Scenario_8 | outage_line_19
Poulsker Trf 1 |  | Scenario_8 | outage_line_19
Vesthavnen Trf 1 |  | Scenario_8 | outage_line_19
Gudhjem Trf 1 |  | Scenario_8 | outage_line_19
Borrby | 17.2381 | Scenario_8 | outage_line_20
Trf blok 6 |  | Scenario_8 | outage_line_20
Trf blok 5 |  | Scenario_8 | outage_line_20
Trf Vaerket 1 |  | Scenario_8 | outage_line_20
Trf Vaerket 1 - 1 |  | Scenario_8 | outage_line_20
Værket Trf 2 |  | Scenario_8 | outage_line_20
Snorrebakken Trf |  | Scenario_8 | outage_line_20
Hasle Trf 1 | 0 | Scenario_8 | outage_line_20
Hasle Trf 2 | 25.8923 | Scenario_8 | outage_line_20
Olsker Trf 1 |  | Scenario_8 | outage_line_20
Olsker Trf 2 |  | Scenario_8 | outage_line_20
Østerlars Trf 1 |  | Scenario_8 | outage_line_20
Aakirkeby Trf 22 |  | Scenario_8 | outage_line_20
Nexø Trf 1 |  | Scenario_8 | outage_line_20
Nexø Trf 2 |  | Scenario_8 | outage_line_20
Bodilsker Trf 1 | 0.47717 | Scenario_8 | outage_line_20
Rønne Syd Trf 1 |  | Scenario_8 | outage_line_20
Allinge Trf 1 |  | Scenario_8 | outage_line_20
Allinge Trf 2 |  | Scenario_8 | outage_line_20
Svaneke Trf 1 |  | Scenario_8 | outage_line_20
Viadukten Trf 1 |  | Scenario_8 | outage_line_20
Rønne Nord Trf 1 |  | Scenario_8 | outage_line_20
Poulsker Trf 1 |  | Scenario_8 | outage_line_20
Vesthavnen Trf 1 |  | Scenario_8 | outage_line_20
Gudhjem Trf 1 |  | Scenario_8 | outage_line_20
Borrby | 17.8784 | Scenario_8 | outage_line_21
Trf blok 6 |  | Scenario_8 | outage_line_21
Trf blok 5 |  | Scenario_8 | outage_line_21
Trf Vaerket 1 |  | Scenario_8 | outage_line_21
Trf Vaerket 1 - 1 |  | Scenario_8 | outage_line_21
Værket Trf 2 |  | Scenario_8 | outage_line_21
Snorrebakken Trf |  | Scenario_8 | outage_line_21
Hasle Trf 1 |  | Scenario_8 | outage_line_21
Hasle Trf 2 |  | Scenario_8 | outage_line_21
Olsker Trf 1 |  | Scenario_8 | outage_line_21
Olsker Trf 2 |  | Scenario_8 | outage_line_21
Østerlars Trf 1 |  | Scenario_8 | outage_line_21
Aakirkeby Trf 22 |  | Scenario_8 | outage_line_21
Nexø Trf 1 |  | Scenario_8 | outage_line_21
Nexø Trf 2 |  | Scenario_8 | outage_line_21
Bodilsker Trf 1 | 0.47717 | Scenario_8 | outage_line_21
Rønne Syd Trf 1 |  | Scenario_8 | outage_line_21
Allinge Trf 1 |  | Scenario_8 | outage_line_21
Allinge Trf 2 |  | Scenario_8 | outage_line_21
Svaneke Trf 1 |  | Scenario_8 | outage_line_21
Viadukten Trf 1 |  | Scenario_8 | outage_line_21
Rønne Nord Trf 1 |  | Scenario_8 | outage_line_21
Poulsker Trf 1 |  | Scenario_8 | outage_line_21
Vesthavnen Trf 1 |  | Scenario_8 | outage_line_21
Gudhjem Trf 1 |  | Scenario_8 | outage_line_21
Borrby | 1.6362 | Scenario_8 | outage_line_22
Trf blok 6 |  | Scenario_8 | outage_line_22
Trf blok 5 |  | Scenario_8 | outage_line_22
Trf Vaerket 1 |  | Scenario_8 | outage_line_22
Trf Vaerket 1 - 1 |  | Scenario_8 | outage_line_22
Værket Trf 2 |  | Scenario_8 | outage_line_22
Snorrebakken Trf |  | Scenario_8 | outage_line_22
Hasle Trf 1 |  | Scenario_8 | outage_line_22
Hasle Trf 2 |  | Scenario_8 | outage_line_22
Olsker Trf 1 |  | Scenario_8 | outage_line_22
Olsker Trf 2 |  | Scenario_8 | outage_line_22
Østerlars Trf 1 |  | Scenario_8 | outage_line_22
Aakirkeby Trf 22 |  | Scenario_8 | outage_line_22
Nexø Trf 1 |  | Scenario_8 | outage_line_22
Nexø Trf 2 |  | Scenario_8 | outage_line_22
Bodilsker Trf 1 | 0.47717 | Scenario_8 | outage_line_22
Rønne Syd Trf 1 |  | Scenario_8 | outage_line_22
Allinge Trf 1 |  | Scenario_8 | outage_line_22
Allinge Trf 2 |  | Scenario_8 | outage_line_22
Svaneke Trf 1 |  | Scenario_8 | outage_line_22
Viadukten Trf 1 |  | Scenario_8 | outage_line_22
Rønne Nord Trf 1 |  | Scenario_8 | outage_line_22
Poulsker Trf 1 |  | Scenario_8 | outage_line_22
Vesthavnen Trf 1 |  | Scenario_8 | outage_line_22
Gudhjem Trf 1 |  | Scenario_8 | outage_line_22
Borrby | 26.2716 | Scenario_9 | outage_line_0
Trf blok 6 |  | Scenario_9 | outage_line_0
Trf blok 5 |  | Scenario_9 | outage_line_0
Trf Vaerket 1 |  | Scenario_9 | outage_line_0
Trf Vaerket 1 - 1 |  | Scenario_9 | outage_line_0
Værket Trf 2 | 13.6016 | Scenario_9 | outage_line_0
Snorrebakken Trf | 29.1986 | Scenario_9 | outage_line_0
Hasle Trf 1 | 0 | Scenario_9 | outage_line_0
Hasle Trf 2 | 29.031 | Scenario_9 | outage_line_0
Olsker Trf 1 | 40.9973 | Scenario_9 | outage_line_0
Olsker Trf 2 | 0 | Scenario_9 | outage_line_0
Østerlars Trf 1 | 12.2874 | Scenario_9 | outage_line_0
Aakirkeby Trf 22 | 8.1712 | Scenario_9 | outage_line_0
Nexø Trf 1 | 17.7399 | Scenario_9 | outage_line_0
Nexø Trf 2 | 0 | Scenario_9 | outage_line_0
Bodilsker Trf 1 | 43.8309 | Scenario_9 | outage_line_0
Rønne Syd Trf 1 | 62.3445 | Scenario_9 | outage_line_0
Allinge Trf 1 | 43.5404 | Scenario_9 | outage_line_0
Allinge Trf 2 | 0 | Scenario_9 | outage_line_0
Svaneke Trf 1 | 10.3019 | Scenario_9 | outage_line_0
Viadukten Trf 1 | 15.1651 | Scenario_9 | outage_line_0
Rønne Nord Trf 1 | 9.8705 | Scenario_9 | outage_line_0
Poulsker Trf 1 | 14.4752 | Scenario_9 | outage_line_0
Vesthavnen Trf 1 | 17.621 | Scenario_9 | outage_line_0
Gudhjem Trf 1 | 17.7244 | Scenario_9 | outage_line_0
Borrby | 23.0976 | Scenario_9 | outage_line_1
Trf blok 6 |  | Scenario_9 | outage_line_1
Trf blok 5 |  | Scenario_9 | outage_line_1
Trf Vaerket 1 |  | Scenario_9 | outage_line_1
Trf Vaerket 1 - 1 |  | Scenario_9 | outage_line_1
Værket Trf 2 | 13.6522 | Scenario_9 | outage_line_1
Snorrebakken Trf |  | Scenario_9 | outage_line_1
Hasle Trf 1 | 0 | Scenario_9 | outage_line_1
Hasle Trf 2 | 28.9387 | Scenario_9 | outage_line_1
Olsker Trf 1 | 40.8729 | Scenario_9 | outage_line_1
Olsker Trf 2 | 0 | Scenario_9 | outage_line_1
Østerlars Trf 1 | 12.2549 | Scenario_9 | outage_line_1
Aakirkeby Trf 22 | 8.1465 | Scenario_9 | outage_line_1
Nexø Trf 1 | 17.6972 | Scenario_9 | outage_line_1
Nexø Trf 2 | 0 | Scenario_9 | outage_line_1
Bodilsker Trf 1 | 36.8241 | Scenario_9 | outage_line_1
Rønne Syd Trf 1 | 62.4063 | Scenario_9 | outage_line_1
Allinge Trf 1 | 43.4016 | Scenario_9 | outage_line_1
Allinge Trf 2 | 0 | Scenario_9 | outage_line_1
Svaneke Trf 1 | 10.2782 | Scenario_9 | outage_line_1
Viadukten Trf 1 | 15.1102 | Scenario_9 | outage_line_1
Rønne Nord Trf 1 | 9.8367 | Scenario_9 | outage_line_1
Poulsker Trf 1 | 14.4412 | Scenario_9 | outage_line_1
Vesthavnen Trf 1 | 17.5563 | Scenario_9 | outage_line_1
Gudhjem Trf 1 | 17.6767 | Scenario_9 | outage_line_1
Borrby | 23.2798 | Scenario_9 | outage_line_2
Trf blok 6 |  | Scenario_9 | outage_line_2
Trf blok 5 |  | Scenario_9 | outage_line_2
Trf Vaerket 1 |  | Scenario_9 | outage_line_2
Trf Vaerket 1 - 1 |  | Scenario_9 | outage_line_2
Værket Trf 2 | 13.6318 | Scenario_9 | outage_line_2
Snorrebakken Trf |  | Scenario_9 | outage_line_2
Hasle Trf 1 | 0 | Scenario_9 | outage_line_2
Hasle Trf 2 | 28.9689 | Scenario_9 | outage_line_2
Olsker Trf 1 | 40.9163 | Scenario_9 | outage_line_2
Olsker Trf 2 | 0 | Scenario_9 | outage_line_2
Østerlars Trf 1 | 12.2679 | Scenario_9 | outage_line_2
Aakirkeby Trf 22 | 8.1567 | Scenario_9 | outage_line_2
Nexø Trf 1 | 17.7168 | Scenario_9 | outage_line_2
Nexø Trf 2 | 0 | Scenario_9 | outage_line_2
Bodilsker Trf 1 | 36.5735 | Scenario_9 | outage_line_2
Rønne Syd Trf 1 | 62.3826 | Scenario_9 | outage_line_2
Allinge Trf 1 | 43.4501 | Scenario_9 | outage_line_2
Allinge Trf 2 | 0 | Scenario_9 | outage_line_2
Svaneke Trf 1 | 10.2889 | Scenario_9 | outage_line_2
Viadukten Trf 1 | 15.1302 | Scenario_9 | outage_line_2
Rønne Nord Trf 1 | 9.8468 | Scenario_9 | outage_line_2
Poulsker Trf 1 | 14.457 | Scenario_9 | outage_line_2
Vesthavnen Trf 1 | 17.5705 | Scenario_9 | outage_line_2
Gudhjem Trf 1 | 17.6957 | Scenario_9 | outage_line_2
Borrby | 23.4398 | Scenario_9 | outage_line_3
Trf blok 6 |  | Scenario_9 | outage_line_3
Trf blok 5 |  | Scenario_9 | outage_line_3
Trf Vaerket 1 |  | Scenario_9 | outage_line_3
Trf Vaerket 1 - 1 |  | Scenario_9 | outage_line_3
Værket Trf 2 | 13.6083 | Scenario_9 | outage_line_3
Snorrebakken Trf |  | Scenario_9 | outage_line_3
Hasle Trf 1 | 0 | Scenario_9 | outage_line_3
Hasle Trf 2 | 28.9933 | Scenario_9 | outage_line_3
Olsker Trf 1 | 40.9519 | Scenario_9 | outage_line_3
Olsker Trf 2 | 0 | Scenario_9 | outage_line_3
Østerlars Trf 1 | 12.2786 | Scenario_9 | outage_line_3
Aakirkeby Trf 22 | 8.1654 | Scenario_9 | outage_line_3
Nexø Trf 1 | 17.7333 | Scenario_9 | outage_line_3
Nexø Trf 2 | 0 | Scenario_9 | outage_line_3
Bodilsker Trf 1 | 36.4018 | Scenario_9 | outage_line_3
Rønne Syd Trf 1 | 62.3625 | Scenario_9 | outage_line_3
Allinge Trf 1 | 43.4898 | Scenario_9 | outage_line_3
Allinge Trf 2 | 0 | Scenario_9 | outage_line_3
Svaneke Trf 1 | 10.2979 | Scenario_9 | outage_line_3
Viadukten Trf 1 | 15.1435 | Scenario_9 | outage_line_3
Rønne Nord Trf 1 | 9.855 | Scenario_9 | outage_line_3
Poulsker Trf 1 | 14.4702 | Scenario_9 | outage_line_3
Vesthavnen Trf 1 | 17.5859 | Scenario_9 | outage_line_3
Gudhjem Trf 1 | 17.7116 | Scenario_9 | outage_line_3
Borrby | 21.5673 | Scenario_9 | outage_line_4
Trf blok 6 |  | Scenario_9 | outage_line_4
Trf blok 5 |  | Scenario_9 | outage_line_4
Trf Vaerket 1 |  | Scenario_9 | outage_line_4
Trf Vaerket 1 - 1 |  | Scenario_9 | outage_line_4
Værket Trf 2 |  | Scenario_9 | outage_line_4
Snorrebakken Trf |  | Scenario_9 | outage_line_4
Hasle Trf 1 | 0 | Scenario_9 | outage_line_4
Hasle Trf 2 | 28.7061 | Scenario_9 | outage_line_4
Olsker Trf 1 | 40.5498 | Scenario_9 | outage_line_4
Olsker Trf 2 | 0 | Scenario_9 | outage_line_4
Østerlars Trf 1 | 12.1653 | Scenario_9 | outage_line_4
Aakirkeby Trf 22 | 8.0836 | Scenario_9 | outage_line_4
Nexø Trf 1 | 17.5707 | Scenario_9 | outage_line_4
Nexø Trf 2 | 0 | Scenario_9 | outage_line_4
Bodilsker Trf 1 | 38.1615 | Scenario_9 | outage_line_4
Rønne Syd Trf 1 | 62.5496 | Scenario_9 | outage_line_4
Allinge Trf 1 | 43.0418 | Scenario_9 | outage_line_4
Allinge Trf 2 | 0 | Scenario_9 | outage_line_4
Svaneke Trf 1 | 10.2086 | Scenario_9 | outage_line_4
Viadukten Trf 1 | 14.9848 | Scenario_9 | outage_line_4
Rønne Nord Trf 1 | 9.7576 | Scenario_9 | outage_line_4
Poulsker Trf 1 | 14.3403 | Scenario_9 | outage_line_4
Vesthavnen Trf 1 | 17.4027 | Scenario_9 | outage_line_4
Gudhjem Trf 1 | 17.5449 | Scenario_9 | outage_line_4
Borrby | 20.2918 | Scenario_9 | outage_line_5
Trf blok 6 |  | Scenario_9 | outage_line_5
Trf blok 5 |  | Scenario_9 | outage_line_5
Trf Vaerket 1 |  | Scenario_9 | outage_line_5
Trf Vaerket 1 - 1 |  | Scenario_9 | outage_line_5
Værket Trf 2 |  | Scenario_9 | outage_line_5
Snorrebakken Trf |  | Scenario_9 | outage_line_5
Hasle Trf 1 | 0 | Scenario_9 | outage_line_5
Hasle Trf 2 | 28.5922 | Scenario_9 | outage_line_5
Olsker Trf 1 | 40.3923 | Scenario_9 | outage_line_5
Olsker Trf 2 | 0 | Scenario_9 | outage_line_5
Østerlars Trf 1 | 12.122 | Scenario_9 | outage_line_5
Aakirkeby Trf 22 | 8.0526 | Scenario_9 | outage_line_5
Nexø Trf 1 | 17.51 | Scenario_9 | outage_line_5
Nexø Trf 2 | 0 | Scenario_9 | outage_line_5
Bodilsker Trf 1 | 37.7048 | Scenario_9 | outage_line_5
Rønne Syd Trf 1 | 62.6245 | Scenario_9 | outage_line_5
Allinge Trf 1 | 42.8666 | Scenario_9 | outage_line_5
Allinge Trf 2 | 0 | Scenario_9 | outage_line_5
Svaneke Trf 1 | 10.1752 | Scenario_9 | outage_line_5
Viadukten Trf 1 | 14.9224 | Scenario_9 | outage_line_5
Rønne Nord Trf 1 | 9.7184 | Scenario_9 | outage_line_5
Poulsker Trf 1 | 14.2919 | Scenario_9 | outage_line_5
Vesthavnen Trf 1 |  | Scenario_9 | outage_line_5
Gudhjem Trf 1 | 17.4811 | Scenario_9 | outage_line_5
Borrby | 20.0842 | Scenario_9 | outage_line_6
Trf blok 6 |  | Scenario_9 | outage_line_6
Trf blok 5 |  | Scenario_9 | outage_line_6
Trf Vaerket 1 |  | Scenario_9 | outage_line_6
Trf Vaerket 1 - 1 |  | Scenario_9 | outage_line_6
Værket Trf 2 |  | Scenario_9 | outage_line_6
Snorrebakken Trf |  | Scenario_9 | outage_line_6
Hasle Trf 1 | 0 | Scenario_9 | outage_line_6
Hasle Trf 2 | 28.4649 | Scenario_9 | outage_line_6
Olsker Trf 1 | 40.4415 | Scenario_9 | outage_line_6
Olsker Trf 2 | 0 | Scenario_9 | outage_line_6
Østerlars Trf 1 | 12.2658 | Scenario_9 | outage_line_6
Aakirkeby Trf 22 | 8.3452 | Scenario_9 | outage_line_6
Nexø Trf 1 | 17.909 | Scenario_9 | outage_line_6
Nexø Trf 2 | 0 | Scenario_9 | outage_line_6
Bodilsker Trf 1 | 40.8718 | Scenario_9 | outage_line_6
Rønne Syd Trf 1 | 61.8486 | Scenario_9 | outage_line_6
Allinge Trf 1 | 42.9213 | Scenario_9 | outage_line_6
Allinge Trf 2 | 0 | Scenario_9 | outage_line_6
Svaneke Trf 1 | 10.3821 | Scenario_9 | outage_line_6
Viadukten Trf 1 | 15.6582 | Scenario_9 | outage_line_6
Rønne Nord Trf 1 | 10.1858 | Scenario_9 | outage_line_6
Poulsker Trf 1 | 14.6196 | Scenario_9 | outage_line_6
Vesthavnen Trf 1 |  | Scenario_9 | outage_line_6
Gudhjem Trf 1 | 17.6927 | Scenario_9 | outage_line_6
Borrby | 19.5584 | Scenario_9 | outage_line_7
Trf blok 6 |  | Scenario_9 | outage_line_7
Trf blok 5 |  | Scenario_9 | outage_line_7
Trf Vaerket 1 |  | Scenario_9 | outage_line_7
Trf Vaerket 1 - 1 |  | Scenario_9 | outage_line_7
Værket Trf 2 |  | Scenario_9 | outage_line_7
Snorrebakken Trf |  | Scenario_9 | outage_line_7
Hasle Trf 1 | 0 | Scenario_9 | outage_line_7
Hasle Trf 2 | 28.4236 | Scenario_9 | outage_line_7
Olsker Trf 1 | 40.3694 | Scenario_9 | outage_line_7
Olsker Trf 2 | 0 | Scenario_9 | outage_line_7
Østerlars Trf 1 | 12.2372 | Scenario_9 | outage_line_7
Aakirkeby Trf 22 | 8.311 | Scenario_9 | outage_line_7
Nexø Trf 1 | 17.8556 | Scenario_9 | outage_line_7
Nexø Trf 2 | 0 | Scenario_9 | outage_line_7
Bodilsker Trf 1 | 38.5016 | Scenario_9 | outage_line_7
Rønne Syd Trf 1 | 61.9239 | Scenario_9 | outage_line_7
Allinge Trf 1 | 42.8412 | Scenario_9 | outage_line_7
Allinge Trf 2 | 0 | Scenario_9 | outage_line_7
Svaneke Trf 1 | 10.3535 | Scenario_9 | outage_line_7
Viadukten Trf 1 | 15.5772 | Scenario_9 | outage_line_7
Rønne Nord Trf 1 |  | Scenario_9 | outage_line_7
Poulsker Trf 1 | 14.5762 | Scenario_9 | outage_line_7
Vesthavnen Trf 1 |  | Scenario_9 | outage_line_7
Gudhjem Trf 1 | 17.6507 | Scenario_9 | outage_line_7
Borrby | 18.7421 | Scenario_9 | outage_line_8
Trf blok 6 |  | Scenario_9 | outage_line_8
Trf blok 5 |  | Scenario_9 | outage_line_8
Trf Vaerket 1 |  | Scenario_9 | outage_line_8
Trf Vaerket 1 - 1 |  | Scenario_9 | outage_line_8
Værket Trf 2 |  | Scenario_9 | outage_line_8
Snorrebakken Trf |  | Scenario_9 | outage_line_8
Hasle Trf 1 | 0 | Scenario_9 | outage_line_8
Hasle Trf 2 | 28.3489 | Scenario_9 | outage_line_8
Olsker Trf 1 | 40.2392 | Scenario_9 | outage_line_8
Olsker Trf 2 | 0 | Scenario_9 | outage_line_8
Østerlars Trf 1 | 12.1858 | Scenario_9 | outage_line_8
Aakirkeby Trf 22 | 8.2503 | Scenario_9 | outage_line_8
Nexø Trf 1 | 17.7596 | Scenario_9 | outage_line_8
Nexø Trf 2 | 0 | Scenario_9 | outage_line_8
Bodilsker Trf 1 | 35.2892 | Scenario_9 | outage_line_8
Rønne Syd Trf 1 | 62.0624 | Scenario_9 | outage_line_8
Allinge Trf 1 | 42.6965 | Scenario_9 | outage_line_8
Allinge Trf 2 | 0 | Scenario_9 | outage_line_8
Svaneke Trf 1 | 10.3023 | Scenario_9 | outage_line_8
Viadukten Trf 1 |  | Scenario_9 | outage_line_8
Rønne Nord Trf 1 |  | Scenario_9 | outage_line_8
Poulsker Trf 1 | 14.4985 | Scenario_9 | outage_line_8
Vesthavnen Trf 1 |  | Scenario_9 | outage_line_8
Gudhjem Trf 1 | 17.575 | Scenario_9 | outage_line_8
Borrby | 17.8055 | Scenario_9 | outage_line_9
Trf blok 6 |  | Scenario_9 | outage_line_9
Trf blok 5 |  | Scenario_9 | outage_line_9
Trf Vaerket 1 |  | Scenario_9 | outage_line_9
Trf Vaerket 1 - 1 |  | Scenario_9 | outage_line_9
Værket Trf 2 |  | Scenario_9 | outage_line_9
Snorrebakken Trf |  | Scenario_9 | outage_line_9
Hasle Trf 1 | 0 | Scenario_9 | outage_line_9
Hasle Trf 2 | 27.975 | Scenario_9 | outage_line_9
Olsker Trf 1 | 39.5942 | Scenario_9 | outage_line_9
Olsker Trf 2 | 0 | Scenario_9 | outage_line_9
Østerlars Trf 1 | 11.9347 | Scenario_9 | outage_line_9
Aakirkeby Trf 22 | 7.9696 | Scenario_9 | outage_line_9
Nexø Trf 1 | 17.2958 | Scenario_9 | outage_line_9
Nexø Trf 2 | 0 | Scenario_9 | outage_line_9
Bodilsker Trf 1 | 44.0638 | Scenario_9 | outage_line_9
Rønne Syd Trf 1 |  | Scenario_9 | outage_line_9
Allinge Trf 1 | 41.9812 | Scenario_9 | outage_line_9
Allinge Trf 2 | 0 | Scenario_9 | outage_line_9
Svaneke Trf 1 | 10.0542 | Scenario_9 | outage_line_9
Viadukten Trf 1 |  | Scenario_9 | outage_line_9
Rønne Nord Trf 1 |  | Scenario_9 | outage_line_9
Poulsker Trf 1 | 14.1235 | Scenario_9 | outage_line_9
Vesthavnen Trf 1 |  | Scenario_9 | outage_line_9
Gudhjem Trf 1 | 17.2053 | Scenario_9 | outage_line_9
Borrby | 17.3531 | Scenario_9 | outage_line_10
Trf blok 6 |  | Scenario_9 | outage_line_10
Trf blok 5 |  | Scenario_9 | outage_line_10
Trf Vaerket 1 |  | Scenario_9 | outage_line_10
Trf Vaerket 1 - 1 |  | Scenario_9 | outage_line_10
Værket Trf 2 |  | Scenario_9 | outage_line_10
Snorrebakken Trf |  | Scenario_9 | outage_line_10
Hasle Trf 1 | 0 | Scenario_9 | outage_line_10
Hasle Trf 2 | 27.8661 | Scenario_9 | outage_line_10
Olsker Trf 1 | 39.4061 | Scenario_9 | outage_line_10
Olsker Trf 2 | 0 | Scenario_9 | outage_line_10
Østerlars Trf 1 | 11.8615 | Scenario_9 | outage_line_10
Aakirkeby Trf 22 |  | Scenario_9 | outage_line_10
Nexø Trf 1 | 17.1609 | Scenario_9 | outage_line_10
Nexø Trf 2 | 0 | Scenario_9 | outage_line_10
Bodilsker Trf 1 | 47.7324 | Scenario_9 | outage_line_10
Rønne Syd Trf 1 |  | Scenario_9 | outage_line_10
Allinge Trf 1 | 41.773 | Scenario_9 | outage_line_10
Allinge Trf 2 | 0 | Scenario_9 | outage_line_10
Svaneke Trf 1 | 9.9823 | Scenario_9 | outage_line_10
Viadukten Trf 1 |  | Scenario_9 | outage_line_10
Rønne Nord Trf 1 |  | Scenario_9 | outage_line_10
Poulsker Trf 1 | 14.0145 | Scenario_9 | outage_line_10
Vesthavnen Trf 1 |  | Scenario_9 | outage_line_10
Gudhjem Trf 1 | 17.0976 | Scenario_9 | outage_line_10
Borrby | 16.1948 | Scenario_9 | outage_line_11
Trf blok 6 |  | Scenario_9 | outage_line_11
Trf blok 5 |  | Scenario_9 | outage_line_11
Trf Vaerket 1 |  | Scenario_9 | outage_line_11
Trf Vaerket 1 - 1 |  | Scenario_9 | outage_line_11
Værket Trf 2 |  | Scenario_9 | outage_line_11
Snorrebakken Trf |  | Scenario_9 | outage_line_11
Hasle Trf 1 | 0 | Scenario_9 | outage_line_11
Hasle Trf 2 | 27.8698 | Scenario_9 | outage_line_11
Olsker Trf 1 | 39.4103 | Scenario_9 | outage_line_11
Olsker Trf 2 | 0 | Scenario_9 | outage_line_11
Østerlars Trf 1 | 11.8623 | Scenario_9 | outage_line_11
Aakirkeby Trf 22 |  | Scenario_9 | outage_line_11
Nexø Trf 1 | 17.161 | Scenario_9 | outage_line_11
Nexø Trf 2 | 0 | Scenario_9 | outage_line_11
Bodilsker Trf 1 | 43.5583 | Scenario_9 | outage_line_11
Rønne Syd Trf 1 |  | Scenario_9 | outage_line_11
Allinge Trf 1 | 41.7777 | Scenario_9 | outage_line_11
Allinge Trf 2 | 0 | Scenario_9 | outage_line_11
Svaneke Trf 1 | 9.9825 | Scenario_9 | outage_line_11
Viadukten Trf 1 |  | Scenario_9 | outage_line_11
Rønne Nord Trf 1 |  | Scenario_9 | outage_line_11
Poulsker Trf 1 |  | Scenario_9 | outage_line_11
Vesthavnen Trf 1 |  | Scenario_9 | outage_line_11
Gudhjem Trf 1 | 17.0987 | Scenario_9 | outage_line_11
Borrby | 16.2063 | Scenario_9 | outage_line_12
Trf blok 6 |  | Scenario_9 | outage_line_12
Trf blok 5 |  | Scenario_9 | outage_line_12
Trf Vaerket 1 |  | Scenario_9 | outage_line_12
Trf Vaerket 1 - 1 |  | Scenario_9 | outage_line_12
Værket Trf 2 |  | Scenario_9 | outage_line_12
Snorrebakken Trf |  | Scenario_9 | outage_line_12
Hasle Trf 1 | 0 | Scenario_9 | outage_line_12
Hasle Trf 2 | 27.8996 | Scenario_9 | outage_line_12
Olsker Trf 1 | 39.4617 | Scenario_9 | outage_line_12
Olsker Trf 2 | 0 | Scenario_9 | outage_line_12
Østerlars Trf 1 | 11.8822 | Scenario_9 | outage_line_12
Aakirkeby Trf 22 |  | Scenario_9 | outage_line_12
Nexø Trf 1 | 17.2081 | Scenario_9 | outage_line_12
Nexø Trf 2 | 0 | Scenario_9 | outage_line_12
Bodilsker Trf 1 | 40.7782 | Scenario_9 | outage_line_12
Rønne Syd Trf 1 |  | Scenario_9 | outage_line_12
Allinge Trf 1 | 41.8345 | Scenario_9 | outage_line_12
Allinge Trf 2 | 0 | Scenario_9 | outage_line_12
Svaneke Trf 1 | 10.0045 | Scenario_9 | outage_line_12
Viadukten Trf 1 |  | Scenario_9 | outage_line_12
Rønne Nord Trf 1 |  | Scenario_9 | outage_line_12
Poulsker Trf 1 |  | Scenario_9 | outage_line_12
Vesthavnen Trf 1 |  | Scenario_9 | outage_line_12
Gudhjem Trf 1 | 17.128 | Scenario_9 | outage_line_12
Borrby | 24.3061 | Scenario_9 | outage_line_13
Trf blok 6 |  | Scenario_9 | outage_line_13
Trf blok 5 |  | Scenario_9 | outage_line_13
Trf Vaerket 1 |  | Scenario_9 | outage_line_13
Trf Vaerket 1 - 1 |  | Scenario_9 | outage_line_13
Værket Trf 2 |  | Scenario_9 | outage_line_13
Snorrebakken Trf |  | Scenario_9 | outage_line_13
Hasle Trf 1 | 0 | Scenario_9 | outage_line_13
Hasle Trf 2 | 27.6997 | Scenario_9 | outage_line_13
Olsker Trf 1 | 39.1307 | Scenario_9 | outage_line_13
Olsker Trf 2 | 0 | Scenario_9 | outage_line_13
Østerlars Trf 1 | 11.7595 | Scenario_9 | outage_line_13
Aakirkeby Trf 22 |  | Scenario_9 | outage_line_13
Nexø Trf 1 | 16.994 | Scenario_9 | outage_line_13
Nexø Trf 2 | 0 | Scenario_9 | outage_line_13
Bodilsker Trf 1 | 0.47717 | Scenario_9 | outage_line_13
Rønne Syd Trf 1 |  | Scenario_9 | outage_line_13
Allinge Trf 1 | 41.4686 | Scenario_9 | outage_line_13
Allinge Trf 2 | 0 | Scenario_9 | outage_line_13
Svaneke Trf 1 | 9.8881 | Scenario_9 | outage_line_13
Viadukten Trf 1 |  | Scenario_9 | outage_line_13
Rønne Nord Trf 1 |  | Scenario_9 | outage_line_13
Poulsker Trf 1 |  | Scenario_9 | outage_line_13
Vesthavnen Trf 1 |  | Scenario_9 | outage_line_13
Gudhjem Trf 1 | 16.9473 | Scenario_9 | outage_line_13
Borrby | 20.3026 | Scenario_9 | outage_line_14
Trf blok 6 |  | Scenario_9 | outage_line_14
Trf blok 5 |  | Scenario_9 | outage_line_14
Trf Vaerket 1 |  | Scenario_9 | outage_line_14
Trf Vaerket 1 - 1 |  | Scenario_9 | outage_line_14
Værket Trf 2 |  | Scenario_9 | outage_line_14
Snorrebakken Trf |  | Scenario_9 | outage_line_14
Hasle Trf 1 | 0 | Scenario_9 | outage_line_14
Hasle Trf 2 | 27.7533 | Scenario_9 | outage_line_14
Olsker Trf 1 | 39.2169 | Scenario_9 | outage_line_14
Olsker Trf 2 | 0 | Scenario_9 | outage_line_14
Østerlars Trf 1 | 11.7905 | Scenario_9 | outage_line_14
Aakirkeby Trf 22 |  | Scenario_9 | outage_line_14
Nexø Trf 1 |  | Scenario_9 | outage_line_14
Nexø Trf 2 |  | Scenario_9 | outage_line_14
Bodilsker Trf 1 | 0.47717 | Scenario_9 | outage_line_14
Rønne Syd Trf 1 |  | Scenario_9 | outage_line_14
Allinge Trf 1 | 41.5639 | Scenario_9 | outage_line_14
Allinge Trf 2 | 0 | Scenario_9 | outage_line_14
Svaneke Trf 1 | 9.9145 | Scenario_9 | outage_line_14
Viadukten Trf 1 |  | Scenario_9 | outage_line_14
Rønne Nord Trf 1 |  | Scenario_9 | outage_line_14
Poulsker Trf 1 |  | Scenario_9 | outage_line_14
Vesthavnen Trf 1 |  | Scenario_9 | outage_line_14
Gudhjem Trf 1 | 16.993 | Scenario_9 | outage_line_14
Borrby | 18.8002 | Scenario_9 | outage_line_15
Trf blok 6 |  | Scenario_9 | outage_line_15
Trf blok 5 |  | Scenario_9 | outage_line_15
Trf Vaerket 1 |  | Scenario_9 | outage_line_15
Trf Vaerket 1 - 1 |  | Scenario_9 | outage_line_15
Værket Trf 2 |  | Scenario_9 | outage_line_15
Snorrebakken Trf |  | Scenario_9 | outage_line_15
Hasle Trf 1 | 0 | Scenario_9 | outage_line_15
Hasle Trf 2 | 27.7702 | Scenario_9 | outage_line_15
Olsker Trf 1 | 39.2435 | Scenario_9 | outage_line_15
Olsker Trf 2 | 0 | Scenario_9 | outage_line_15
Østerlars Trf 1 | 11.7998 | Scenario_9 | outage_line_15
Aakirkeby Trf 22 |  | Scenario_9 | outage_line_15
Nexø Trf 1 |  | Scenario_9 | outage_line_15
Nexø Trf 2 |  | Scenario_9 | outage_line_15
Bodilsker Trf 1 | 0.47717 | Scenario_9 | outage_line_15
Rønne Syd Trf 1 |  | Scenario_9 | outage_line_15
Allinge Trf 1 | 41.5933 | Scenario_9 | outage_line_15
Allinge Trf 2 | 0 | Scenario_9 | outage_line_15
Svaneke Trf 1 |  | Scenario_9 | outage_line_15
Viadukten Trf 1 |  | Scenario_9 | outage_line_15
Rønne Nord Trf 1 |  | Scenario_9 | outage_line_15
Poulsker Trf 1 |  | Scenario_9 | outage_line_15
Vesthavnen Trf 1 |  | Scenario_9 | outage_line_15
Gudhjem Trf 1 | 17.0067 | Scenario_9 | outage_line_15
Borrby | 18.6818 | Scenario_9 | outage_line_16
Trf blok 6 |  | Scenario_9 | outage_line_16
Trf blok 5 |  | Scenario_9 | outage_line_16
Trf Vaerket 1 |  | Scenario_9 | outage_line_16
Trf Vaerket 1 - 1 |  | Scenario_9 | outage_line_16
Værket Trf 2 |  | Scenario_9 | outage_line_16
Snorrebakken Trf |  | Scenario_9 | outage_line_16
Hasle Trf 1 | 0 | Scenario_9 | outage_line_16
Hasle Trf 2 | 27.7815 | Scenario_9 | outage_line_16
Olsker Trf 1 | 39.2627 | Scenario_9 | outage_line_16
Olsker Trf 2 | 0 | Scenario_9 | outage_line_16
Østerlars Trf 1 | 11.8071 | Scenario_9 | outage_line_16
Aakirkeby Trf 22 |  | Scenario_9 | outage_line_16
Nexø Trf 1 |  | Scenario_9 | outage_line_16
Nexø Trf 2 |  | Scenario_9 | outage_line_16
Bodilsker Trf 1 | 0.47717 | Scenario_9 | outage_line_16
Rønne Syd Trf 1 |  | Scenario_9 | outage_line_16
Allinge Trf 1 | 41.6145 | Scenario_9 | outage_line_16
Allinge Trf 2 | 0 | Scenario_9 | outage_line_16
Svaneke Trf 1 |  | Scenario_9 | outage_line_16
Viadukten Trf 1 |  | Scenario_9 | outage_line_16
Rønne Nord Trf 1 |  | Scenario_9 | outage_line_16
Poulsker Trf 1 |  | Scenario_9 | outage_line_16
Vesthavnen Trf 1 |  | Scenario_9 | outage_line_16
Gudhjem Trf 1 | 17.0175 | Scenario_9 | outage_line_16
Borrby | 16.7418 | Scenario_9 | outage_line_17
Trf blok 6 |  | Scenario_9 | outage_line_17
Trf blok 5 |  | Scenario_9 | outage_line_17
Trf Vaerket 1 |  | Scenario_9 | outage_line_17
Trf Vaerket 1 - 1 |  | Scenario_9 | outage_line_17
Værket Trf 2 |  | Scenario_9 | outage_line_17
Snorrebakken Trf |  | Scenario_9 | outage_line_17
Hasle Trf 1 | 0 | Scenario_9 | outage_line_17
Hasle Trf 2 | 27.8377 | Scenario_9 | outage_line_17
Olsker Trf 1 | 39.3562 | Scenario_9 | outage_line_17
Olsker Trf 2 | 0 | Scenario_9 | outage_line_17
Østerlars Trf 1 | 11.8418 | Scenario_9 | outage_line_17
Aakirkeby Trf 22 |  | Scenario_9 | outage_line_17
Nexø Trf 1 |  | Scenario_9 | outage_line_17
Nexø Trf 2 |  | Scenario_9 | outage_line_17
Bodilsker Trf 1 | 0.47717 | Scenario_9 | outage_line_17
Rønne Syd Trf 1 |  | Scenario_9 | outage_line_17
Allinge Trf 1 | 41.7178 | Scenario_9 | outage_line_17
Allinge Trf 2 | 0 | Scenario_9 | outage_line_17
Svaneke Trf 1 |  | Scenario_9 | outage_line_17
Viadukten Trf 1 |  | Scenario_9 | outage_line_17
Rønne Nord Trf 1 |  | Scenario_9 | outage_line_17
Poulsker Trf 1 |  | Scenario_9 | outage_line_17
Vesthavnen Trf 1 |  | Scenario_9 | outage_line_17
Gudhjem Trf 1 |  | Scenario_9 | outage_line_17
Borrby | 15.4687 | Scenario_9 | outage_line_18
Trf blok 6 |  | Scenario_9 | outage_line_18
Trf blok 5 |  | Scenario_9 | outage_line_18
Trf Vaerket 1 |  | Scenario_9 | outage_line_18
Trf Vaerket 1 - 1 |  | Scenario_9 | outage_line_18
Værket Trf 2 |  | Scenario_9 | outage_line_18
Snorrebakken Trf |  | Scenario_9 | outage_line_18
Hasle Trf 1 | 0 | Scenario_9 | outage_line_18
Hasle Trf 2 | 27.6642 | Scenario_9 | outage_line_18
Olsker Trf 1 | 39.0552 | Scenario_9 | outage_line_18
Olsker Trf 2 | 0 | Scenario_9 | outage_line_18
Østerlars Trf 1 |  | Scenario_9 | outage_line_18
Aakirkeby Trf 22 |  | Scenario_9 | outage_line_18
Nexø Trf 1 |  | Scenario_9 | outage_line_18
Nexø Trf 2 |  | Scenario_9 | outage_line_18
Bodilsker Trf 1 | 0.47717 | Scenario_9 | outage_line_18
Rønne Syd Trf 1 |  | Scenario_9 | outage_line_18
Allinge Trf 1 | 41.3852 | Scenario_9 | outage_line_18
Allinge Trf 2 | 0 | Scenario_9 | outage_line_18
Svaneke Trf 1 |  | Scenario_9 | outage_line_18
Viadukten Trf 1 |  | Scenario_9 | outage_line_18
Rønne Nord Trf 1 |  | Scenario_9 | outage_line_18
Poulsker Trf 1 |  | Scenario_9 | outage_line_18
Vesthavnen Trf 1 |  | Scenario_9 | outage_line_18
Gudhjem Trf 1 |  | Scenario_9 | outage_line_18
Borrby | 17.8888 | Scenario_9 | outage_line_19
Trf blok 6 |  | Scenario_9 | outage_line_19
Trf blok 5 |  | Scenario_9 | outage_line_19
Trf Vaerket 1 |  | Scenario_9 | outage_line_19
Trf Vaerket 1 - 1 |  | Scenario_9 | outage_line_19
Værket Trf 2 |  | Scenario_9 | outage_line_19
Snorrebakken Trf |  | Scenario_9 | outage_line_19
Hasle Trf 1 | 0 | Scenario_9 | outage_line_19
Hasle Trf 2 | 27.2754 | Scenario_9 | outage_line_19
Olsker Trf 1 | 38.3897 | Scenario_9 | outage_line_19
Olsker Trf 2 | 0 | Scenario_9 | outage_line_19
Østerlars Trf 1 |  | Scenario_9 | outage_line_19
Aakirkeby Trf 22 |  | Scenario_9 | outage_line_19
Nexø Trf 1 |  | Scenario_9 | outage_line_19
Nexø Trf 2 |  | Scenario_9 | outage_line_19
Bodilsker Trf 1 | 0.47717 | Scenario_9 | outage_line_19
Rønne Syd Trf 1 |  | Scenario_9 | outage_line_19
Allinge Trf 1 |  | Scenario_9 | outage_line_19
Allinge Trf 2 |  | Scenario_9 | outage_line_19
Svaneke Trf 1 |  | Scenario_9 | outage_line_19
Viadukten Trf 1 |  | Scenario_9 | outage_line_19
Rønne Nord Trf 1 |  | Scenario_9 | outage_line_19
Poulsker Trf 1 |  | Scenario_9 | outage_line_19
Vesthavnen Trf 1 |  | Scenario_9 | outage_line_19
Gudhjem Trf 1 |  | Scenario_9 | outage_line_19
Borrby | 17.2031 | Scenario_9 | outage_line_20
Trf blok 6 |  | Scenario_9 | outage_line_20
Trf blok 5 |  | Scenario_9 | outage_line_20
Trf Vaerket 1 |  | Scenario_9 | outage_line_20
Trf Vaerket 1 - 1 |  | Scenario_9 | outage_line_20
Værket Trf 2 |  | Scenario_9 | outage_line_20
Snorrebakken Trf |  | Scenario_9 | outage_line_20
Hasle Trf 1 | 0 | Scenario_9 | outage_line_20
Hasle Trf 2 | 27.18 | Scenario_9 | outage_line_20
Olsker Trf 1 |  | Scenario_9 | outage_line_20
Olsker Trf 2 |  | Scenario_9 | outage_line_20
Østerlars Trf 1 |  | Scenario_9 | outage_line_20
Aakirkeby Trf 22 |  | Scenario_9 | outage_line_20
Nexø Trf 1 |  | Scenario_9 | outage_line_20
Nexø Trf 2 |  | Scenario_9 | outage_line_20
Bodilsker Trf 1 | 0.47717 | Scenario_9 | outage_line_20
Rønne Syd Trf 1 |  | Scenario_9 | outage_line_20
Allinge Trf 1 |  | Scenario_9 | outage_line_20
Allinge Trf 2 |  | Scenario_9 | outage_line_20
Svaneke Trf 1 |  | Scenario_9 | outage_line_20
Viadukten Trf 1 |  | Scenario_9 | outage_line_20
Rønne Nord Trf 1 |  | Scenario_9 | outage_line_20
Poulsker Trf 1 |  | Scenario_9 | outage_line_20
Vesthavnen Trf 1 |  | Scenario_9 | outage_line_20
Gudhjem Trf 1 |  | Scenario_9 | outage_line_20
Borrby | 17.8784 | Scenario_9 | outage_line_21
Trf blok 6 |  | Scenario_9 | outage_line_21
Trf blok 5 |  | Scenario_9 | outage_line_21
Trf Vaerket 1 |  | Scenario_9 | outage_line_21
Trf Vaerket 1 - 1 |  | Scenario_9 | outage_line_21
Værket Trf 2 |  | Scenario_9 | outage_line_21
Snorrebakken Trf |  | Scenario_9 | outage_line_21
Hasle Trf 1 |  | Scenario_9 | outage_line_21
Hasle Trf 2 |  | Scenario_9 | outage_line_21
Olsker Trf 1 |  | Scenario_9 | outage_line_21
Olsker Trf 2 |  | Scenario_9 | outage_line_21
Østerlars Trf 1 |  | Scenario_9 | outage_line_21
Aakirkeby Trf 22 |  | Scenario_9 | outage_line_21
Nexø Trf 1 |  | Scenario_9 | outage_line_21
Nexø Trf 2 |  | Scenario_9 | outage_line_21
Bodilsker Trf 1 | 0.47717 | Scenario_9 | outage_line_21
Rønne Syd Trf 1 |  | Scenario_9 | outage_line_21
Allinge Trf 1 |  | Scenario_9 | outage_line_21
Allinge Trf 2 |  | Scenario_9 | outage_line_21
Svaneke Trf 1 |  | Scenario_9 | outage_line_21
Viadukten Trf 1 |  | Scenario_9 | outage_line_21
Rønne Nord Trf 1 |  | Scenario_9 | outage_line_21
Poulsker Trf 1 |  | Scenario_9 | outage_line_21
Vesthavnen Trf 1 |  | Scenario_9 | outage_line_21
Gudhjem Trf 1 |  | Scenario_9 | outage_line_21
Borrby | 1.6362 | Scenario_9 | outage_line_22
Trf blok 6 |  | Scenario_9 | outage_line_22
Trf blok 5 |  | Scenario_9 | outage_line_22
Trf Vaerket 1 |  | Scenario_9 | outage_line_22
Trf Vaerket 1 - 1 |  | Scenario_9 | outage_line_22
Værket Trf 2 |  | Scenario_9 | outage_line_22
Snorrebakken Trf |  | Scenario_9 | outage_line_22
Hasle Trf 1 |  | Scenario_9 | outage_line_22
Hasle Trf 2 |  | Scenario_9 | outage_line_22
Olsker Trf 1 |  | Scenario_9 | outage_line_22
Olsker Trf 2 |  | Scenario_9 | outage_line_22
Østerlars Trf 1 |  | Scenario_9 | outage_line_22
Aakirkeby Trf 22 |  | Scenario_9 | outage_line_22
Nexø Trf 1 |  | Scenario_9 | outage_line_22
Nexø Trf 2 |  | Scenario_9 | outage_line_22
Bodilsker Trf 1 | 0.47717 | Scenario_9 | outage_line_22
Rønne Syd Trf 1 |  | Scenario_9 | outage_line_22
Allinge Trf 1 |  | Scenario_9 | outage_line_22
Allinge Trf 2 |  | Scenario_9 | outage_line_22
Svaneke Trf 1 |  | Scenario_9 | outage_line_22
Viadukten Trf 1 |  | Scenario_9 | outage_line_22
Rønne Nord Trf 1 |  | Scenario_9 | outage_line_22
Poulsker Trf 1 |  | Scenario_9 | outage_line_22
Vesthavnen Trf 1 |  | Scenario_9 | outage_line_22
Gudhjem Trf 1 |  | Scenario_9 | outage_line_22

## Bus Voltages Injections
vm_pu | va_degree | p_mw | q_mvar | Bus name | Scenario | Outage
0.98719 | -2.1925 | 0 | 0 | Hasle A | Current_operating_point | outage_line_0
|  | 0 | 0 | Hasle B | Current_operating_point | outage_line_0
0.98329 | -2.1183 | 0 | 0 | Snorrebakken | Current_operating_point | outage_line_0
|  | 0 | 0 | Olsker | Current_operating_point | outage_line_0
0.98414 | -2.1169 | 0 | 0 | Ronne Nord | Current_operating_point | outage_line_0
0.98775 | -2.1805 | 0 | 0 | BOR-HAS split 3 | Current_operating_point | outage_line_0
0.98592 | -2.5213 | 0 | 0 | Allinge | Current_operating_point | outage_line_0
0.97923 | -2.8647 | 0 | 0 | Svaneke | Current_operating_point | outage_line_0
0.97903 | -2.8589 | 0 | 0 | Nexo | Current_operating_point | outage_line_0
0.97954 | -2.8145 | 0 | 0 | Bodilsker | Current_operating_point | outage_line_0
0.97932 | -2.8502 | 0 | 0 | Poulsker | Current_operating_point | outage_line_0
0.98158 | -2.4866 | 0 | 0 | Aakirkeby | Current_operating_point | outage_line_0
0.98018 | -2.8501 | 0 | 0 | Dalslunde | Current_operating_point | outage_line_0
0.98289 | -2.8211 | 0 | 0 | Osterlars | Current_operating_point | outage_line_0
0.98586 | -2.4949 | 0 | 0 | Olsker | Current_operating_point | outage_line_0
0.98279 | -2.8463 | 0 | 0 | Gudhjem | Current_operating_point | outage_line_0
0.98362 | -2.1113 | 0 | 0 | Viadukten A | Current_operating_point | outage_line_0
|  | 0 | 0 | Viadukten B | Current_operating_point | outage_line_0
0.9833 | -2.1168 | 0 | 0 | Ronne Syd | Current_operating_point | outage_line_0
0.98343 | -2.0992 | 0 | 0 | Vaerket A | Current_operating_point | outage_line_0
|  | 0 | 0 | Vaerket B | Current_operating_point | outage_line_0
0.98375 | -2.0939 | 0 | 0 | Vesthavnen | Current_operating_point | outage_line_0
0.98362 | -2.1113 | 0 | 0 | Auxiliary bus Viadukten 1 | Current_operating_point | outage_line_0
0.98362 | -2.1113 | 0 | 0 | Auxiliary bus Viadukten 2 | Current_operating_point | outage_line_0
0.98362 | -2.1113 | 0 | 0 | Auxiliary bus Viadukten 3 | Current_operating_point | outage_line_0
1.005 | -1.5025 | 0 | 0 | BOR HAS split 1 | Current_operating_point | outage_line_0
1.0049 | -1.5176 | 0 | 0 | BOR HAS split 2 | Current_operating_point | outage_line_0
1.0051 | -1.2228 | 0 | 0 | Borrby | Current_operating_point | outage_line_0
0.91 | 0 | -11.025 | 4.7998 | Tomelilla | Current_operating_point | outage_line_0
|  | 0 | 0 | Vaerket Blok 6 | Current_operating_point | outage_line_0
|  | 0 | 0 | Vaerket Blok 5 | Current_operating_point | outage_line_0
|  | 0 | 0 | Vaerket Diesler | Current_operating_point | outage_line_0
|  | 0 | 0 | Vaer N | Current_operating_point | outage_line_0
1 | -2.0429 | 0 | 4 | Dampværk A | Current_operating_point | outage_line_0
1 | -2.0429 | 0 | 0 | Dampværk B | Current_operating_point | outage_line_0
1 | -2.0429 | 0 | 0 | Aux bus trafo DMP | Current_operating_point | outage_line_0
1 | -2.0429 | 0.01101 | 5.5838 | Aux bus trafo DMP 2 | Current_operating_point | outage_line_0
1.0333 | -2.8181 | 1.3636 | -0.48143 | Snorrebakken 10 kV | Current_operating_point | outage_line_0
0.98719 | -2.1925 | 0 | 0 | Aux bus trafo HASLE | Current_operating_point | outage_line_0
0.98719 | -2.1925 | 0 | 0 | Aux bus trafo HASLE | Current_operating_point | outage_line_0
1.0376 | -2.9145 | 1.3636 | -0.48143 | Hasle 10 kV | Current_operating_point | outage_line_0
0.98276 | -3.8353 | 1.3561 | 0.10019 | Olsker 10 kV | Current_operating_point | outage_line_0
1.0334 | -3.3273 | 1.5343 | -0.73911 | Østerlars 10 kV | Current_operating_point | outage_line_0
1.03 | -2.5465 | 0.23507 | -0.40715 | Åkirkeby 10 kV | Current_operating_point | outage_line_0
1.0255 | -4.0251 | 2.4027 | -0.10606 | Nexø 10 kV | Current_operating_point | outage_line_0
0.99696 | -2.8881 | 0.38029 | 3.547 | Bodilsker 10 kV | Current_operating_point | outage_line_0
1.0035 | -2.3446 | 0.66905 | 2.8691 | Rønne Syd 10 kV | Current_operating_point | outage_line_0
1.042 | -2.8746 | 0.64251 | -1.1129 | Allinge 10 kV | Current_operating_point | outage_line_0
1.0097 | -3.626 | 1.6233 | 1.6558 | Svaneke 10 kV | Current_operating_point | outage_line_0
1.0367 | -2.351 | 0.46326 | -0.80239 | Viadukten 10 kV | Current_operating_point | outage_line_0
0.98362 | -2.1113 | 0 | 0 | Auxiliary bus Viadukten 4 | Current_operating_point | outage_line_0
1.0394 | -2.4409 | 0.62017 | -1.0742 | Rønne Nord 10 kV | Current_operating_point | outage_line_0
1.0294 | -3.4679 | 1.2418 | -0.51796 | Poulsker 10 kV | Current_operating_point | outage_line_0
1 | 0 | -4.0016 | 3.6158 | Vesthavnen 10 kV | Current_operating_point | outage_line_0
0.98456 | -3.5203 | 0.69184 | -0.15059 | Gudhjem 10 kV | Current_operating_point | outage_line_0
0.98578 | -1.9403 | 0 | 0 | Hasle A | Current_operating_point | outage_line_1
|  | 0 | 0 | Hasle B | Current_operating_point | outage_line_1
|  | 0 | 0 | Snorrebakken | Current_operating_point | outage_line_1
|  | 0 | 0 | Olsker | Current_operating_point | outage_line_1
0.98271 | -1.841 | 0 | 0 | Ronne Nord | Current_operating_point | outage_line_1
0.98634 | -1.9318 | 0 | 0 | BOR-HAS split 3 | Current_operating_point | outage_line_1
0.9845 | -2.2665 | 0 | 0 | Allinge | Current_operating_point | outage_line_1
0.97778 | -2.5982 | 0 | 0 | Svaneke | Current_operating_point | outage_line_1
0.97759 | -2.5917 | 0 | 0 | Nexo | Current_operating_point | outage_line_1
0.9781 | -2.5469 | 0 | 0 | Bodilsker | Current_operating_point | outage_line_1
0.97788 | -2.5827 | 0 | 0 | Poulsker | Current_operating_point | outage_line_1
0.98015 | -2.2127 | 0 | 0 | Aakirkeby | Current_operating_point | outage_line_1
0.97874 | -2.5842 | 0 | 0 | Dalslunde | Current_operating_point | outage_line_1
0.98145 | -2.5602 | 0 | 0 | Osterlars | Current_operating_point | outage_line_1
0.98443 | -2.24 | 0 | 0 | Olsker | Current_operating_point | outage_line_1
0.98135 | -2.5855 | 0 | 0 | Gudhjem | Current_operating_point | outage_line_1
0.98219 | -1.8314 | 0 | 0 | Viadukten A | Current_operating_point | outage_line_1
|  | 0 | 0 | Viadukten B | Current_operating_point | outage_line_1
0.98188 | -1.8364 | 0 | 0 | Ronne Syd | Current_operating_point | outage_line_1
0.98201 | -1.817 | 0 | 0 | Vaerket A | Current_operating_point | outage_line_1
|  | 0 | 0 | Vaerket B | Current_operating_point | outage_line_1
0.98232 | -1.8159 | 0 | 0 | Vesthavnen | Current_operating_point | outage_line_1
0.98219 | -1.8314 | 0 | 0 | Auxiliary bus Viadukten 1 | Current_operating_point | outage_line_1
0.98219 | -1.8314 | 0 | 0 | Auxiliary bus Viadukten 2 | Current_operating_point | outage_line_1
0.98219 | -1.8314 | 0 | 0 | Auxiliary bus Viadukten 3 | Current_operating_point | outage_line_1
1.0033 | -1.383 | 0 | 0 | BOR HAS split 1 | Current_operating_point | outage_line_1
1.0032 | -1.3964 | 0 | 0 | BOR HAS split 2 | Current_operating_point | outage_line_1
1.0036 | -1.1286 | 0 | 0 | Borrby | Current_operating_point | outage_line_1
0.91 | 0 | -10.1837 | 3.9841 | Tomelilla | Current_operating_point | outage_line_1
|  | 0 | 0 | Vaerket Blok 6 | Current_operating_point | outage_line_1
|  | 0 | 0 | Vaerket Blok 5 | Current_operating_point | outage_line_1
|  | 0 | 0 | Vaerket Diesler | Current_operating_point | outage_line_1
|  | 0 | 0 | Vaer N | Current_operating_point | outage_line_1
1 | -1.7635 | 0 | 4 | Dampværk A | Current_operating_point | outage_line_1
1 | -1.7635 | 0 | 0 | Dampværk B | Current_operating_point | outage_line_1
1 | -1.7635 | 0 | 0 | Aux bus trafo DMP | Current_operating_point | outage_line_1
1 | -1.7635 | 0.01101 | 5.1084 | Aux bus trafo DMP 2 | Current_operating_point | outage_line_1
|  | 0 | 0 | Snorrebakken 10 kV | Current_operating_point | outage_line_1
0.98578 | -1.9403 | 0 | 0 | Aux bus trafo HASLE | Current_operating_point | outage_line_1
0.98578 | -1.9403 | 0 | 0 | Aux bus trafo HASLE | Current_operating_point | outage_line_1
1.0361 | -2.6644 | 1.3636 | -0.48143 | Hasle 10 kV | Current_operating_point | outage_line_1
0.98133 | -3.5843 | 1.3561 | 0.10019 | Olsker 10 kV | Current_operating_point | outage_line_1
1.0319 | -3.0679 | 1.5343 | -0.73911 | Østerlars 10 kV | Current_operating_point | outage_line_1
1.0285 | -2.2727 | 0.23507 | -0.40715 | Åkirkeby 10 kV | Current_operating_point | outage_line_1
1.024 | -3.7613 | 2.4027 | -0.10606 | Nexø 10 kV | Current_operating_point | outage_line_1
0.99546 | -2.6209 | 0.38029 | 3.541 | Bodilsker 10 kV | Current_operating_point | outage_line_1
1.0021 | -2.0653 | 0.66905 | 2.8576 | Rønne Syd 10 kV | Current_operating_point | outage_line_1
1.0406 | -2.6208 | 0.64251 | -1.1129 | Allinge 10 kV | Current_operating_point | outage_line_1
1.0082 | -3.3617 | 1.6233 | 1.6558 | Svaneke 10 kV | Current_operating_point | outage_line_1
1.0352 | -2.0718 | 0.46326 | -0.80239 | Viadukten 10 kV | Current_operating_point | outage_line_1
0.98219 | -1.8314 | 0 | 0 | Auxiliary bus Viadukten 4 | Current_operating_point | outage_line_1
1.0379 | -2.1659 | 0.62017 | -1.0742 | Rønne Nord 10 kV | Current_operating_point | outage_line_1
1.0279 | -3.2022 | 1.2418 | -0.51796 | Poulsker 10 kV | Current_operating_point | outage_line_1
1 | 0 | -3.4454 | 3.429 | Vesthavnen 10 kV | Current_operating_point | outage_line_1
0.98313 | -3.2614 | 0.69184 | -0.15059 | Gudhjem 10 kV | Current_operating_point | outage_line_1
0.98544 | -1.9355 | 0 | 0 | Hasle A | Current_operating_point | outage_line_2
|  | 0 | 0 | Hasle B | Current_operating_point | outage_line_2
|  | 0 | 0 | Snorrebakken | Current_operating_point | outage_line_2
|  | 0 | 0 | Olsker | Current_operating_point | outage_line_2
0.98237 | -1.8354 | 0 | 0 | Ronne Nord | Current_operating_point | outage_line_2
0.986 | -1.9271 | 0 | 0 | BOR-HAS split 3 | Current_operating_point | outage_line_2
0.9841 | -2.2619 | 0 | 0 | Allinge | Current_operating_point | outage_line_2
0.9772 | -2.5938 | 0 | 0 | Svaneke | Current_operating_point | outage_line_2
0.977 | -2.5873 | 0 | 0 | Nexo | Current_operating_point | outage_line_2
0.9775 | -2.5424 | 0 | 0 | Bodilsker | Current_operating_point | outage_line_2
0.97728 | -2.5783 | 0 | 0 | Poulsker | Current_operating_point | outage_line_2
0.97948 | -2.2079 | 0 | 0 | Aakirkeby | Current_operating_point | outage_line_2
0.97816 | -2.5799 | 0 | 0 | Dalslunde | Current_operating_point | outage_line_2
0.98095 | -2.5559 | 0 | 0 | Osterlars | Current_operating_point | outage_line_2
0.98404 | -2.2354 | 0 | 0 | Olsker | Current_operating_point | outage_line_2
0.98085 | -2.5811 | 0 | 0 | Gudhjem | Current_operating_point | outage_line_2
0.9815 | -1.8256 | 0 | 0 | Viadukten A | Current_operating_point | outage_line_2
|  | 0 | 0 | Viadukten B | Current_operating_point | outage_line_2
0.98113 | -1.8313 | 0 | 0 | Ronne Syd | Current_operating_point | outage_line_2
0.98112 | -1.8115 | 0 | 0 | Vaerket A | Current_operating_point | outage_line_2
|  | 0 | 0 | Vaerket B | Current_operating_point | outage_line_2
0.98233 | -1.8083 | 0 | 0 | Vesthavnen | Current_operating_point | outage_line_2
0.9815 | -1.8256 | 0 | 0 | Auxiliary bus Viadukten 1 | Current_operating_point | outage_line_2
0.9815 | -1.8256 | 0 | 0 | Auxiliary bus Viadukten 2 | Current_operating_point | outage_line_2
0.9815 | -1.8256 | 0 | 0 | Auxiliary bus Viadukten 3 | Current_operating_point | outage_line_2
1.0031 | -1.3845 | 0 | 0 | BOR HAS split 1 | Current_operating_point | outage_line_2
1.003 | -1.3979 | 0 | 0 | BOR HAS split 2 | Current_operating_point | outage_line_2
1.0034 | -1.1305 | 0 | 0 | Borrby | Current_operating_point | outage_line_2
0.91 | 0 | -10.2035 | 3.8956 | Tomelilla | Current_operating_point | outage_line_2
|  | 0 | 0 | Vaerket Blok 6 | Current_operating_point | outage_line_2
|  | 0 | 0 | Vaerket Blok 5 | Current_operating_point | outage_line_2
|  | 0 | 0 | Vaerket Diesler | Current_operating_point | outage_line_2
|  | 0 | 0 | Vaer N | Current_operating_point | outage_line_2
1 | -1.7597 | 0 | 4 | Dampværk A | Current_operating_point | outage_line_2
1 | -1.7597 | 0 | 0 | Dampværk B | Current_operating_point | outage_line_2
1 | -1.7597 | 0 | 0 | Aux bus trafo DMP | Current_operating_point | outage_line_2
1 | -1.7597 | 0.01101 | 4.8117 | Aux bus trafo DMP 2 | Current_operating_point | outage_line_2
|  | 0 | 0 | Snorrebakken 10 kV | Current_operating_point | outage_line_2
0.98544 | -1.9355 | 0 | 0 | Aux bus trafo HASLE | Current_operating_point | outage_line_2
0.98544 | -1.9355 | 0 | 0 | Aux bus trafo HASLE | Current_operating_point | outage_line_2
1.0358 | -2.6601 | 1.3636 | -0.48143 | Hasle 10 kV | Current_operating_point | outage_line_2
0.98093 | -3.5807 | 1.3561 | 0.10019 | Olsker 10 kV | Current_operating_point | outage_line_2
1.0314 | -3.0641 | 1.5343 | -0.73911 | Østerlars 10 kV | Current_operating_point | outage_line_2
1.0278 | -2.2681 | 0.23507 | -0.40715 | Åkirkeby 10 kV | Current_operating_point | outage_line_2
1.0234 | -3.7583 | 2.4027 | -0.10606 | Nexø 10 kV | Current_operating_point | outage_line_2
0.99484 | -2.6166 | 0.38029 | 3.5385 | Bodilsker 10 kV | Current_operating_point | outage_line_2
1.0013 | -2.0608 | 0.66905 | 2.8516 | Rønne Syd 10 kV | Current_operating_point | outage_line_2
1.0402 | -2.6165 | 0.64251 | -1.1129 | Allinge 10 kV | Current_operating_point | outage_line_2
1.0075 | -3.3583 | 1.6233 | 1.6558 | Svaneke 10 kV | Current_operating_point | outage_line_2
1.0345 | -2.0663 | 0.46326 | -0.80239 | Viadukten 10 kV | Current_operating_point | outage_line_2
0.9815 | -1.8256 | 0 | 0 | Auxiliary bus Viadukten 4 | Current_operating_point | outage_line_2
1.0375 | -2.1605 | 0.62017 | -1.0742 | Rønne Nord 10 kV | Current_operating_point | outage_line_2
1.0273 | -3.1985 | 1.2418 | -0.51796 | Poulsker 10 kV | Current_operating_point | outage_line_2
1 | 0 | -3.43 | 3.4297 | Vesthavnen 10 kV | Current_operating_point | outage_line_2
0.98263 | -3.2577 | 0.69184 | -0.15059 | Gudhjem 10 kV | Current_operating_point | outage_line_2
0.98553 | -1.939 | 0 | 0 | Hasle A | Current_operating_point | outage_line_3
|  | 0 | 0 | Hasle B | Current_operating_point | outage_line_3
|  | 0 | 0 | Snorrebakken | Current_operating_point | outage_line_3
|  | 0 | 0 | Olsker | Current_operating_point | outage_line_3
0.98249 | -1.8405 | 0 | 0 | Ronne Nord | Current_operating_point | outage_line_3
0.9861 | -1.9305 | 0 | 0 | BOR-HAS split 3 | Current_operating_point | outage_line_3
0.98415 | -2.2632 | 0 | 0 | Allinge | Current_operating_point | outage_line_3
0.97706 | -2.5876 | 0 | 0 | Svaneke | Current_operating_point | outage_line_3
0.97685 | -2.5806 | 0 | 0 | Nexo | Current_operating_point | outage_line_3
0.97735 | -2.5355 | 0 | 0 | Bodilsker | Current_operating_point | outage_line_3
0.97713 | -2.5713 | 0 | 0 | Poulsker | Current_operating_point | outage_line_3
0.97925 | -2.1975 | 0 | 0 | Aakirkeby | Current_operating_point | outage_line_3
0.97804 | -2.574 | 0 | 0 | Dalslunde | Current_operating_point | outage_line_3
0.9809 | -2.5531 | 0 | 0 | Osterlars | Current_operating_point | outage_line_3
0.98408 | -2.2367 | 0 | 0 | Olsker | Current_operating_point | outage_line_3
0.9808 | -2.5784 | 0 | 0 | Gudhjem | Current_operating_point | outage_line_3
0.98163 | -1.8312 | 0 | 0 | Viadukten A | Current_operating_point | outage_line_3
|  | 0 | 0 | Viadukten B | Current_operating_point | outage_line_3
0.98082 | -1.8172 | 0 | 0 | Ronne Syd | Current_operating_point | outage_line_3
0.98007 | -1.7437 | 0 | 0 | Vaerket A | Current_operating_point | outage_line_3
|  | 0 | 0 | Vaerket B | Current_operating_point | outage_line_3
0.98245 | -1.8133 | 0 | 0 | Vesthavnen | Current_operating_point | outage_line_3
0.98163 | -1.8312 | 0 | 0 | Auxiliary bus Viadukten 1 | Current_operating_point | outage_line_3
0.98163 | -1.8312 | 0 | 0 | Auxiliary bus Viadukten 2 | Current_operating_point | outage_line_3
0.98163 | -1.8312 | 0 | 0 | Auxiliary bus Viadukten 3 | Current_operating_point | outage_line_3
1.0032 | -1.3852 | 0 | 0 | BOR HAS split 1 | Current_operating_point | outage_line_3
1.0031 | -1.3986 | 0 | 0 | BOR HAS split 2 | Current_operating_point | outage_line_3
1.0035 | -1.1309 | 0 | 0 | Borrby | Current_operating_point | outage_line_3
0.91 | 0 | -10.2063 | 3.9248 | Tomelilla | Current_operating_point | outage_line_3
|  | 0 | 0 | Vaerket Blok 6 | Current_operating_point | outage_line_3
|  | 0 | 0 | Vaerket Blok 5 | Current_operating_point | outage_line_3
|  | 0 | 0 | Vaerket Diesler | Current_operating_point | outage_line_3
|  | 0 | 0 | Vaer N | Current_operating_point | outage_line_3
1 | -1.694 | 0 | 4 | Dampværk A | Current_operating_point | outage_line_3
1 | -1.694 | 0 | 0 | Dampværk B | Current_operating_point | outage_line_3
1 | -1.694 | 0 | 0 | Aux bus trafo DMP | Current_operating_point | outage_line_3
1 | -1.694 | 0.01101 | 4.4592 | Aux bus trafo DMP 2 | Current_operating_point | outage_line_3
|  | 0 | 0 | Snorrebakken 10 kV | Current_operating_point | outage_line_3
0.98553 | -1.939 | 0 | 0 | Aux bus trafo HASLE | Current_operating_point | outage_line_3
0.98553 | -1.939 | 0 | 0 | Aux bus trafo HASLE | Current_operating_point | outage_line_3
1.0359 | -2.6634 | 1.3636 | -0.48143 | Hasle 10 kV | Current_operating_point | outage_line_3
0.98098 | -3.5819 | 1.3561 | 0.10019 | Olsker 10 kV | Current_operating_point | outage_line_3
1.0314 | -3.0614 | 1.5343 | -0.73911 | Østerlars 10 kV | Current_operating_point | outage_line_3
1.0275 | -2.2577 | 0.23507 | -0.40715 | Åkirkeby 10 kV | Current_operating_point | outage_line_3
1.0232 | -3.752 | 2.4027 | -0.10606 | Nexø 10 kV | Current_operating_point | outage_line_3
0.99468 | -2.6097 | 0.38029 | 3.5379 | Bodilsker 10 kV | Current_operating_point | outage_line_3
1.001 | -2.0469 | 0.66905 | 2.8491 | Rønne Syd 10 kV | Current_operating_point | outage_line_3
1.0402 | -2.6178 | 0.64251 | -1.1129 | Allinge 10 kV | Current_operating_point | outage_line_3
1.0074 | -3.3523 | 1.6233 | 1.6558 | Svaneke 10 kV | Current_operating_point | outage_line_3
1.0346 | -2.0718 | 0.46326 | -0.80239 | Viadukten 10 kV | Current_operating_point | outage_line_3
0.98163 | -1.8312 | 0 | 0 | Auxiliary bus Viadukten 4 | Current_operating_point | outage_line_3
1.0377 | -2.1655 | 0.62017 | -1.0742 | Rønne Nord 10 kV | Current_operating_point | outage_line_3
1.0271 | -3.1918 | 1.2418 | -0.51796 | Poulsker 10 kV | Current_operating_point | outage_line_3
1 | 0 | -3.4397 | 3.4444 | Vesthavnen 10 kV | Current_operating_point | outage_line_3
0.98258 | -3.2551 | 0.69184 | -0.15059 | Gudhjem 10 kV | Current_operating_point | outage_line_3
1.0059 | -2.3083 | 0 | 0 | Hasle A | Current_operating_point | outage_line_4
|  | 0 | 0 | Hasle B | Current_operating_point | outage_line_4
|  | 0 | 0 | Snorrebakken | Current_operating_point | outage_line_4
|  | 0 | 0 | Olsker | Current_operating_point | outage_line_4
1.0042 | -2.2704 | 0 | 0 | Ronne Nord | Current_operating_point | outage_line_4
1.0062 | -2.2912 | 0 | 0 | BOR-HAS split 3 | Current_operating_point | outage_line_4
1.0049 | -2.6357 | 0 | 0 | Allinge | Current_operating_point | outage_line_4
0.99905 | -2.9989 | 0 | 0 | Svaneke | Current_operating_point | outage_line_4
0.99889 | -2.9944 | 0 | 0 | Nexo | Current_operating_point | outage_line_4
0.99939 | -2.9516 | 0 | 0 | Bodilsker | Current_operating_point | outage_line_4
0.99918 | -2.9863 | 0 | 0 | Poulsker | Current_operating_point | outage_line_4
1.0016 | -2.6456 | 0 | 0 | Aakirkeby | Current_operating_point | outage_line_4
0.99995 | -2.9826 | 0 | 0 | Dalslunde | Current_operating_point | outage_line_4
1.0023 | -2.9425 | 0 | 0 | Osterlars | Current_operating_point | outage_line_4
1.0048 | -2.6101 | 0 | 0 | Olsker | Current_operating_point | outage_line_4
1.0022 | -2.9672 | 0 | 0 | Gudhjem | Current_operating_point | outage_line_4
1.0039 | -2.2882 | 0 | 0 | Viadukten A | Current_operating_point | outage_line_4
|  | 0 | 0 | Viadukten B | Current_operating_point | outage_line_4
1.0035 | -2.2992 | 0 | 0 | Ronne Syd | Current_operating_point | outage_line_4
|  | 0 | 0 | Vaerket A | Current_operating_point | outage_line_4
|  | 0 | 0 | Vaerket B | Current_operating_point | outage_line_4
1.004 | -2.2314 | 0 | 0 | Vesthavnen | Current_operating_point | outage_line_4
1.0039 | -2.2882 | 0 | 0 | Auxiliary bus Viadukten 1 | Current_operating_point | outage_line_4
1.0039 | -2.2882 | 0 | 0 | Auxiliary bus Viadukten 2 | Current_operating_point | outage_line_4
1.0039 | -2.2882 | 0 | 0 | Auxiliary bus Viadukten 3 | Current_operating_point | outage_line_4
1.0158 | -1.3444 | 0 | 0 | BOR HAS split 1 | Current_operating_point | outage_line_4
1.0157 | -1.3621 | 0 | 0 | BOR HAS split 2 | Current_operating_point | outage_line_4
1.0138 | -1.0616 | 0 | 0 | Borrby | Current_operating_point | outage_line_4
0.91 | 0 | -9.3996 | 9.334 | Tomelilla | Current_operating_point | outage_line_4
|  | 0 | 0 | Vaerket Blok 6 | Current_operating_point | outage_line_4
|  | 0 | 0 | Vaerket Blok 5 | Current_operating_point | outage_line_4
|  | 0 | 0 | Vaerket Diesler | Current_operating_point | outage_line_4
|  | 0 | 0 | Vaer N | Current_operating_point | outage_line_4
|  | 0 | 0 | Dampværk A | Current_operating_point | outage_line_4
|  | 0 | 0 | Dampværk B | Current_operating_point | outage_line_4
|  | 0 | 0 | Aux bus trafo DMP | Current_operating_point | outage_line_4
|  | 0 | 0 | Aux bus trafo DMP 2 | Current_operating_point | outage_line_4
|  | 0 | 0 | Snorrebakken 10 kV | Current_operating_point | outage_line_4
1.0059 | -2.3083 | 0 | 0 | Aux bus trafo HASLE | Current_operating_point | outage_line_4
1.0059 | -2.3083 | 0 | 0 | Aux bus trafo HASLE | Current_operating_point | outage_line_4
1.0571 | -3.0038 | 1.3636 | -0.48143 | Hasle 10 kV | Current_operating_point | outage_line_4
1.0018 | -3.9002 | 1.3561 | 0.10019 | Olsker 10 kV | Current_operating_point | outage_line_4
1.0537 | -3.4293 | 1.5343 | -0.73911 | Østerlars 10 kV | Current_operating_point | outage_line_4
1.0509 | -2.7031 | 0.23507 | -0.40715 | Åkirkeby 10 kV | Current_operating_point | outage_line_4
1.0463 | -4.1146 | 2.4027 | -0.10606 | Nexø 10 kV | Current_operating_point | outage_line_4
1.0177 | -3.02 | 0.38029 | 3.6305 | Bodilsker 10 kV | Current_operating_point | outage_line_4
1.0237 | -2.5121 | 0.66905 | 3.0328 | Rønne Syd 10 kV | Current_operating_point | outage_line_4
1.0617 | -2.9759 | 0.64251 | -1.1129 | Allinge 10 kV | Current_operating_point | outage_line_4
1.0308 | -3.7298 | 1.6233 | 1.6558 | Svaneke 10 kV | Current_operating_point | outage_line_4
1.0577 | -2.5183 | 0.46326 | -0.80239 | Viadukten 10 kV | Current_operating_point | outage_line_4
1.0039 | -2.2882 | 0 | 0 | Auxiliary bus Viadukten 4 | Current_operating_point | outage_line_4
1.0603 | -2.5815 | 0.62017 | -1.0742 | Rønne Nord 10 kV | Current_operating_point | outage_line_4
1.0501 | -3.5797 | 1.2418 | -0.51796 | Poulsker 10 kV | Current_operating_point | outage_line_4
1 | 0 | -4.2132 | 6.0139 | Vesthavnen 10 kV | Current_operating_point | outage_line_4
1.004 | -3.6153 | 0.69184 | -0.15059 | Gudhjem 10 kV | Current_operating_point | outage_line_4
1.0182 | -3.737 | 0 | 0 | Hasle A | Current_operating_point | outage_line_5
|  | 0 | 0 | Hasle B | Current_operating_point | outage_line_5
|  | 0 | 0 | Snorrebakken | Current_operating_point | outage_line_5
|  | 0 | 0 | Olsker | Current_operating_point | outage_line_5
1.017 | -3.8374 | 0 | 0 | Ronne Nord | Current_operating_point | outage_line_5
1.0185 | -3.7002 | 0 | 0 | BOR-HAS split 3 | Current_operating_point | outage_line_5
1.0173 | -4.0749 | 0 | 0 | Allinge | Current_operating_point | outage_line_5
1.0118 | -4.4912 | 0 | 0 | Svaneke | Current_operating_point | outage_line_5
1.0117 | -4.4898 | 0 | 0 | Nexo | Current_operating_point | outage_line_5
1.0122 | -4.4491 | 0 | 0 | Bodilsker | Current_operating_point | outage_line_5
1.0119 | -4.4832 | 0 | 0 | Poulsker | Current_operating_point | outage_line_5
1.0144 | -4.1752 | 0 | 0 | Aakirkeby | Current_operating_point | outage_line_5
1.0127 | -4.4721 | 0 | 0 | Dalslunde | Current_operating_point | outage_line_5
1.015 | -4.4081 | 0 | 0 | Osterlars | Current_operating_point | outage_line_5
1.0172 | -4.0498 | 0 | 0 | Olsker | Current_operating_point | outage_line_5
1.0149 | -4.4325 | 0 | 0 | Gudhjem | Current_operating_point | outage_line_5
1.0166 | -3.8529 | 0 | 0 | Viadukten A | Current_operating_point | outage_line_5
|  | 0 | 0 | Viadukten B | Current_operating_point | outage_line_5
1.0162 | -3.8619 | 0 | 0 | Ronne Syd | Current_operating_point | outage_line_5
|  | 0 | 0 | Vaerket A | Current_operating_point | outage_line_5
|  | 0 | 0 | Vaerket B | Current_operating_point | outage_line_5
0.95435 | 0.00077334 | 0 | 0 | Vesthavnen | Current_operating_point | outage_line_5
1.0166 | -3.8529 | 0 | 0 | Auxiliary bus Viadukten 1 | Current_operating_point | outage_line_5
1.0166 | -3.8529 | 0 | 0 | Auxiliary bus Viadukten 2 | Current_operating_point | outage_line_5
1.0166 | -3.8529 | 0 | 0 | Auxiliary bus Viadukten 3 | Current_operating_point | outage_line_5
1.0277 | -1.9873 | 0 | 0 | BOR HAS split 1 | Current_operating_point | outage_line_5
1.0277 | -2.0148 | 0 | 0 | BOR HAS split 2 | Current_operating_point | outage_line_5
1.0243 | -1.563 | 0 | 0 | Borrby | Current_operating_point | outage_line_5
0.91 | 0 | -13.9216 | 14.9478 | Tomelilla | Current_operating_point | outage_line_5
|  | 0 | 0 | Vaerket Blok 6 | Current_operating_point | outage_line_5
|  | 0 | 0 | Vaerket Blok 5 | Current_operating_point | outage_line_5
|  | 0 | 0 | Vaerket Diesler | Current_operating_point | outage_line_5
|  | 0 | 0 | Vaer N | Current_operating_point | outage_line_5
|  | 0 | 0 | Dampværk A | Current_operating_point | outage_line_5
|  | 0 | 0 | Dampværk B | Current_operating_point | outage_line_5
|  | 0 | 0 | Aux bus trafo DMP | Current_operating_point | outage_line_5
|  | 0 | 0 | Aux bus trafo DMP 2 | Current_operating_point | outage_line_5
|  | 0 | 0 | Snorrebakken 10 kV | Current_operating_point | outage_line_5
1.0182 | -3.737 | 0 | 0 | Aux bus trafo HASLE | Current_operating_point | outage_line_5
1.0182 | -3.737 | 0 | 0 | Aux bus trafo HASLE | Current_operating_point | outage_line_5
1.07 | -4.4158 | 1.3636 | -0.48143 | Hasle 10 kV | Current_operating_point | outage_line_5
1.0142 | -5.3085 | 1.3561 | 0.10019 | Olsker 10 kV | Current_operating_point | outage_line_5
1.0669 | -4.8829 | 1.5343 | -0.73911 | Østerlars 10 kV | Current_operating_point | outage_line_5
1.0643 | -4.2313 | 0.23507 | -0.40715 | Åkirkeby 10 kV | Current_operating_point | outage_line_5
1.0597 | -5.582 | 2.4027 | -0.10606 | Nexø 10 kV | Current_operating_point | outage_line_5
1.031 | -4.5144 | 0.38029 | 3.685 | Bodilsker 10 kV | Current_operating_point | outage_line_5
1.0365 | -4.0658 | 0.66905 | 3.1382 | Rønne Syd 10 kV | Current_operating_point | outage_line_5
1.0746 | -4.4069 | 0.64251 | -1.1129 | Allinge 10 kV | Current_operating_point | outage_line_5
1.0444 | -5.2035 | 1.6233 | 1.6558 | Svaneke 10 kV | Current_operating_point | outage_line_5
1.071 | -4.0773 | 0.46326 | -0.80239 | Viadukten 10 kV | Current_operating_point | outage_line_5
1.0166 | -3.8529 | 0 | 0 | Auxiliary bus Viadukten 4 | Current_operating_point | outage_line_5
1.0735 | -4.1409 | 0.62017 | -1.0742 | Rønne Nord 10 kV | Current_operating_point | outage_line_5
1.0634 | -5.0617 | 1.2418 | -0.51796 | Poulsker 10 kV | Current_operating_point | outage_line_5
1 | 0 | -6.1478e-07 | -0.045549 | Vesthavnen 10 kV | Current_operating_point | outage_line_5
1.0166 | -5.0646 | 0.69184 | -0.15059 | Gudhjem 10 kV | Current_operating_point | outage_line_5
1.0117 | -3.5941 | 0 | 0 | Hasle A | Current_operating_point | outage_line_6
|  | 0 | 0 | Hasle B | Current_operating_point | outage_line_6
|  | 0 | 0 | Snorrebakken | Current_operating_point | outage_line_6
|  | 0 | 0 | Olsker | Current_operating_point | outage_line_6
0.98955 | -5.7751 | 0 | 0 | Ronne Nord | Current_operating_point | outage_line_6
1.0121 | -3.5602 | 0 | 0 | BOR-HAS split 3 | Current_operating_point | outage_line_6
1.0082 | -4.1852 | 0 | 0 | Allinge | Current_operating_point | outage_line_6
0.99358 | -5.502 | 0 | 0 | Svaneke | Current_operating_point | outage_line_6
0.99287 | -5.5511 | 0 | 0 | Nexo | Current_operating_point | outage_line_6
0.99303 | -5.5326 | 0 | 0 | Bodilsker | Current_operating_point | outage_line_6
0.99281 | -5.5676 | 0 | 0 | Poulsker | Current_operating_point | outage_line_6
0.99144 | -5.6636 | 0 | 0 | Aakirkeby | Current_operating_point | outage_line_6
0.99492 | -5.4447 | 0 | 0 | Dalslunde | Current_operating_point | outage_line_6
1.0008 | -5.007 | 0 | 0 | Osterlars | Current_operating_point | outage_line_6
1.0081 | -4.1597 | 0 | 0 | Olsker | Current_operating_point | outage_line_6
1.0007 | -5.0317 | 0 | 0 | Gudhjem | Current_operating_point | outage_line_6
0.98952 | -5.7683 | 0 | 0 | Viadukten A | Current_operating_point | outage_line_6
|  | 0 | 0 | Viadukten B | Current_operating_point | outage_line_6
0.98945 | -5.7568 | 0 | 0 | Ronne Syd | Current_operating_point | outage_line_6
|  | 0 | 0 | Vaerket A | Current_operating_point | outage_line_6
|  | 0 | 0 | Vaerket B | Current_operating_point | outage_line_6
0.95435 | 0.00077334 | 0 | 0 | Vesthavnen | Current_operating_point | outage_line_6
0.98952 | -5.7683 | 0 | 0 | Auxiliary bus Viadukten 1 | Current_operating_point | outage_line_6
0.98952 | -5.7683 | 0 | 0 | Auxiliary bus Viadukten 2 | Current_operating_point | outage_line_6
0.98952 | -5.7683 | 0 | 0 | Auxiliary bus Viadukten 3 | Current_operating_point | outage_line_6
1.0236 | -1.9812 | 0 | 0 | BOR HAS split 1 | Current_operating_point | outage_line_6
1.0236 | -2.0072 | 0 | 0 | BOR HAS split 2 | Current_operating_point | outage_line_6
1.0209 | -1.5688 | 0 | 0 | Borrby | Current_operating_point | outage_line_6
0.91 | 0 | -14.0161 | 13.1716 | Tomelilla | Current_operating_point | outage_line_6
|  | 0 | 0 | Vaerket Blok 6 | Current_operating_point | outage_line_6
|  | 0 | 0 | Vaerket Blok 5 | Current_operating_point | outage_line_6
|  | 0 | 0 | Vaerket Diesler | Current_operating_point | outage_line_6
|  | 0 | 0 | Vaer N | Current_operating_point | outage_line_6
|  | 0 | 0 | Dampværk A | Current_operating_point | outage_line_6
|  | 0 | 0 | Dampværk B | Current_operating_point | outage_line_6
|  | 0 | 0 | Aux bus trafo DMP | Current_operating_point | outage_line_6
|  | 0 | 0 | Aux bus trafo DMP 2 | Current_operating_point | outage_line_6
|  | 0 | 0 | Snorrebakken 10 kV | Current_operating_point | outage_line_6
1.0117 | -3.5941 | 0 | 0 | Aux bus trafo HASLE | Current_operating_point | outage_line_6
1.0117 | -3.5941 | 0 | 0 | Aux bus trafo HASLE | Current_operating_point | outage_line_6
1.0632 | -4.2816 | 1.3636 | -0.48143 | Hasle 10 kV | Current_operating_point | outage_line_6
1.0051 | -5.4414 | 1.3561 | 0.10019 | Olsker 10 kV | Current_operating_point | outage_line_6
1.0522 | -5.4952 | 1.5343 | -0.73911 | Østerlars 10 kV | Current_operating_point | outage_line_6
1.0403 | -5.7223 | 0.23507 | -0.40715 | Åkirkeby 10 kV | Current_operating_point | outage_line_6
1.04 | -6.685 | 2.4027 | -0.10606 | Nexø 10 kV | Current_operating_point | outage_line_6
1.011 | -5.6026 | 0.38029 | 3.6035 | Bodilsker 10 kV | Current_operating_point | outage_line_6
1.0096 | -5.98 | 0.66905 | 2.9187 | Rønne Syd 10 kV | Current_operating_point | outage_line_6
1.0651 | -4.5232 | 0.64251 | -1.1129 | Allinge 10 kV | Current_operating_point | outage_line_6
1.025 | -6.2411 | 1.6233 | 1.6558 | Svaneke 10 kV | Current_operating_point | outage_line_6
1.0428 | -6.0052 | 0.46326 | -0.80239 | Viadukten 10 kV | Current_operating_point | outage_line_6
0.98952 | -5.7683 | 0 | 0 | Auxiliary bus Viadukten 4 | Current_operating_point | outage_line_6
1.045 | -6.0955 | 0.62017 | -1.0742 | Rønne Nord 10 kV | Current_operating_point | outage_line_6
1.0435 | -6.1687 | 1.2418 | -0.51796 | Poulsker 10 kV | Current_operating_point | outage_line_6
1 | 0 | -6.1478e-07 | -0.045549 | Vesthavnen 10 kV | Current_operating_point | outage_line_6
1.0025 | -5.6817 | 0.69184 | -0.15059 | Gudhjem 10 kV | Current_operating_point | outage_line_6
1.0085 | -3.3348 | 0 | 0 | Hasle A | Current_operating_point | outage_line_7
|  | 0 | 0 | Hasle B | Current_operating_point | outage_line_7
|  | 0 | 0 | Snorrebakken | Current_operating_point | outage_line_7
|  | 0 | 0 | Olsker | Current_operating_point | outage_line_7
|  | 0 | 0 | Ronne Nord | Current_operating_point | outage_line_7
1.0089 | -3.3046 | 0 | 0 | BOR-HAS split 3 | Current_operating_point | outage_line_7
1.0043 | -3.8669 | 0 | 0 | Allinge | Current_operating_point | outage_line_7
0.98736 | -4.9707 | 0 | 0 | Svaneke | Current_operating_point | outage_line_7
0.98652 | -5.007 | 0 | 0 | Nexo | Current_operating_point | outage_line_7
0.98665 | -4.9813 | 0 | 0 | Bodilsker | Current_operating_point | outage_line_7
0.98643 | -5.0166 | 0 | 0 | Poulsker | Current_operating_point | outage_line_7
0.98403 | -5.0114 | 0 | 0 | Aakirkeby | Current_operating_point | outage_line_7
0.98879 | -4.9234 | 0 | 0 | Dalslunde | Current_operating_point | outage_line_7
0.99568 | -4.5743 | 0 | 0 | Osterlars | Current_operating_point | outage_line_7
1.0042 | -3.8413 | 0 | 0 | Olsker | Current_operating_point | outage_line_7
0.99559 | -4.5992 | 0 | 0 | Gudhjem | Current_operating_point | outage_line_7
0.98102 | -5.0067 | 0 | 0 | Viadukten A | Current_operating_point | outage_line_7
|  | 0 | 0 | Viadukten B | Current_operating_point | outage_line_7
0.981 | -5.0019 | 0 | 0 | Ronne Syd | Current_operating_point | outage_line_7
|  | 0 | 0 | Vaerket A | Current_operating_point | outage_line_7
|  | 0 | 0 | Vaerket B | Current_operating_point | outage_line_7
0.95435 | 0.00077334 | 0 | 0 | Vesthavnen | Current_operating_point | outage_line_7
0.98102 | -5.0067 | 0 | 0 | Auxiliary bus Viadukten 1 | Current_operating_point | outage_line_7
0.98102 | -5.0067 | 0 | 0 | Auxiliary bus Viadukten 2 | Current_operating_point | outage_line_7
0.98102 | -5.0067 | 0 | 0 | Auxiliary bus Viadukten 3 | Current_operating_point | outage_line_7
1.0209 | -1.8758 | 0 | 0 | BOR HAS split 1 | Current_operating_point | outage_line_7
1.0209 | -1.8999 | 0 | 0 | BOR HAS split 2 | Current_operating_point | outage_line_7
1.0186 | -1.4886 | 0 | 0 | Borrby | Current_operating_point | outage_line_7
0.91 | 0 | -13.2966 | 11.9263 | Tomelilla | Current_operating_point | outage_line_7
|  | 0 | 0 | Vaerket Blok 6 | Current_operating_point | outage_line_7
|  | 0 | 0 | Vaerket Blok 5 | Current_operating_point | outage_line_7
|  | 0 | 0 | Vaerket Diesler | Current_operating_point | outage_line_7
|  | 0 | 0 | Vaer N | Current_operating_point | outage_line_7
|  | 0 | 0 | Dampværk A | Current_operating_point | outage_line_7
|  | 0 | 0 | Dampværk B | Current_operating_point | outage_line_7
|  | 0 | 0 | Aux bus trafo DMP | Current_operating_point | outage_line_7
|  | 0 | 0 | Aux bus trafo DMP 2 | Current_operating_point | outage_line_7
|  | 0 | 0 | Snorrebakken 10 kV | Current_operating_point | outage_line_7
1.0085 | -3.3348 | 0 | 0 | Aux bus trafo HASLE | Current_operating_point | outage_line_7
1.0085 | -3.3348 | 0 | 0 | Aux bus trafo HASLE | Current_operating_point | outage_line_7
1.0599 | -4.0267 | 1.3636 | -0.48143 | Hasle 10 kV | Current_operating_point | outage_line_7
1.0012 | -5.133 | 1.3561 | 0.10019 | Olsker 10 kV | Current_operating_point | outage_line_7
1.0468 | -5.0677 | 1.5343 | -0.73911 | Østerlars 10 kV | Current_operating_point | outage_line_7
1.0325 | -5.071 | 0.23507 | -0.40715 | Åkirkeby 10 kV | Current_operating_point | outage_line_7
1.0334 | -6.1555 | 2.4027 | -0.10606 | Nexø 10 kV | Current_operating_point | outage_line_7
1.0044 | -5.053 | 0.38029 | 3.5767 | Bodilsker 10 kV | Current_operating_point | outage_line_7
1.0012 | -5.2315 | 0.66905 | 2.8506 | Rønne Syd 10 kV | Current_operating_point | outage_line_7
1.0611 | -4.2075 | 0.64251 | -1.1129 | Allinge 10 kV | Current_operating_point | outage_line_7
1.0183 | -5.7193 | 1.6233 | 1.6558 | Svaneke 10 kV | Current_operating_point | outage_line_7
1.034 | -5.2476 | 0.46326 | -0.80239 | Viadukten 10 kV | Current_operating_point | outage_line_7
0.98102 | -5.0067 | 0 | 0 | Auxiliary bus Viadukten 4 | Current_operating_point | outage_line_7
|  | 0 | 0 | Rønne Nord 10 kV | Current_operating_point | outage_line_7
1.0368 | -5.6255 | 1.2418 | -0.51796 | Poulsker 10 kV | Current_operating_point | outage_line_7
1 | 0 | -6.1478e-07 | -0.045549 | Vesthavnen 10 kV | Current_operating_point | outage_line_7
0.99733 | -5.256 | 0.69184 | -0.15059 | Gudhjem 10 kV | Current_operating_point | outage_line_7
1.0058 | -3.1367 | 0 | 0 | Hasle A | Current_operating_point | outage_line_8
|  | 0 | 0 | Hasle B | Current_operating_point | outage_line_8
|  | 0 | 0 | Snorrebakken | Current_operating_point | outage_line_8
|  | 0 | 0 | Olsker | Current_operating_point | outage_line_8
|  | 0 | 0 | Ronne Nord | Current_operating_point | outage_line_8
1.0062 | -3.1094 | 0 | 0 | BOR-HAS split 3 | Current_operating_point | outage_line_8
1.0011 | -3.6234 | 0 | 0 | Allinge | Current_operating_point | outage_line_8
0.98221 | -4.5617 | 0 | 0 | Svaneke | Current_operating_point | outage_line_8
0.98128 | -4.588 | 0 | 0 | Nexo | Current_operating_point | outage_line_8
0.98138 | -4.5566 | 0 | 0 | Bodilsker | Current_operating_point | outage_line_8
0.98116 | -4.5922 | 0 | 0 | Poulsker | Current_operating_point | outage_line_8
0.97792 | -4.5076 | 0 | 0 | Aakirkeby | Current_operating_point | outage_line_8
0.98373 | -4.5223 | 0 | 0 | Dalslunde | Current_operating_point | outage_line_8
0.99142 | -4.2422 | 0 | 0 | Osterlars | Current_operating_point | outage_line_8
1.001 | -3.5976 | 0 | 0 | Olsker | Current_operating_point | outage_line_8
0.99133 | -4.2672 | 0 | 0 | Gudhjem | Current_operating_point | outage_line_8
|  | 0 | 0 | Viadukten A | Current_operating_point | outage_line_8
|  | 0 | 0 | Viadukten B | Current_operating_point | outage_line_8
0.97404 | -4.4172 | 0 | 0 | Ronne Syd | Current_operating_point | outage_line_8
|  | 0 | 0 | Vaerket A | Current_operating_point | outage_line_8
|  | 0 | 0 | Vaerket B | Current_operating_point | outage_line_8
0.95435 | 0.00077334 | 0 | 0 | Vesthavnen | Current_operating_point | outage_line_8
|  | 0 | 0 | Auxiliary bus Viadukten 1 | Current_operating_point | outage_line_8
|  | 0 | 0 | Auxiliary bus Viadukten 2 | Current_operating_point | outage_line_8
|  | 0 | 0 | Auxiliary bus Viadukten 3 | Current_operating_point | outage_line_8
1.0187 | -1.7981 | 0 | 0 | BOR HAS split 1 | Current_operating_point | outage_line_8
1.0187 | -1.8208 | 0 | 0 | BOR HAS split 2 | Current_operating_point | outage_line_8
1.0167 | -1.4301 | 0 | 0 | Borrby | Current_operating_point | outage_line_8
0.91 | 0 | -12.7765 | 10.9242 | Tomelilla | Current_operating_point | outage_line_8
|  | 0 | 0 | Vaerket Blok 6 | Current_operating_point | outage_line_8
|  | 0 | 0 | Vaerket Blok 5 | Current_operating_point | outage_line_8
|  | 0 | 0 | Vaerket Diesler | Current_operating_point | outage_line_8
|  | 0 | 0 | Vaer N | Current_operating_point | outage_line_8
|  | 0 | 0 | Dampværk A | Current_operating_point | outage_line_8
|  | 0 | 0 | Dampværk B | Current_operating_point | outage_line_8
|  | 0 | 0 | Aux bus trafo DMP | Current_operating_point | outage_line_8
|  | 0 | 0 | Aux bus trafo DMP 2 | Current_operating_point | outage_line_8
|  | 0 | 0 | Snorrebakken 10 kV | Current_operating_point | outage_line_8
1.0058 | -3.1367 | 0 | 0 | Aux bus trafo HASLE | Current_operating_point | outage_line_8
1.0058 | -3.1367 | 0 | 0 | Aux bus trafo HASLE | Current_operating_point | outage_line_8
1.057 | -3.8323 | 1.3636 | -0.48143 | Hasle 10 kV | Current_operating_point | outage_line_8
0.99794 | -4.8977 | 1.3561 | 0.10019 | Olsker 10 kV | Current_operating_point | outage_line_8
1.0423 | -4.7397 | 1.5343 | -0.73911 | Østerlars 10 kV | Current_operating_point | outage_line_8
1.0261 | -4.5679 | 0.23507 | -0.40715 | Åkirkeby 10 kV | Current_operating_point | outage_line_8
1.0279 | -5.7488 | 2.4027 | -0.10606 | Nexø 10 kV | Current_operating_point | outage_line_8
0.99888 | -4.6297 | 0.38029 | 3.5547 | Bodilsker 10 kV | Current_operating_point | outage_line_8
0.99421 | -4.6522 | 0.66905 | 2.795 | Rønne Syd 10 kV | Current_operating_point | outage_line_8
1.0577 | -3.9662 | 0.64251 | -1.1129 | Allinge 10 kV | Current_operating_point | outage_line_8
1.0129 | -5.3182 | 1.6233 | 1.6558 | Svaneke 10 kV | Current_operating_point | outage_line_8
|  | 0 | 0 | Viadukten 10 kV | Current_operating_point | outage_line_8
|  | 0 | 0 | Auxiliary bus Viadukten 4 | Current_operating_point | outage_line_8
|  | 0 | 0 | Rønne Nord 10 kV | Current_operating_point | outage_line_8
1.0313 | -5.2076 | 1.2418 | -0.51796 | Poulsker 10 kV | Current_operating_point | outage_line_8
1 | 0 | -6.1478e-07 | -0.045549 | Vesthavnen 10 kV | Current_operating_point | outage_line_8
0.99308 | -4.9296 | 0.69184 | -0.15059 | Gudhjem 10 kV | Current_operating_point | outage_line_8
1.0178 | -3.2908 | 0 | 0 | Hasle A | Current_operating_point | outage_line_9
|  | 0 | 0 | Hasle B | Current_operating_point | outage_line_9
|  | 0 | 0 | Snorrebakken | Current_operating_point | outage_line_9
|  | 0 | 0 | Olsker | Current_operating_point | outage_line_9
|  | 0 | 0 | Ronne Nord | Current_operating_point | outage_line_9
1.018 | -3.2595 | 0 | 0 | BOR-HAS split 3 | Current_operating_point | outage_line_9
1.0155 | -3.8202 | 0 | 0 | Allinge | Current_operating_point | outage_line_9
1.0056 | -4.9192 | 0 | 0 | Svaneke | Current_operating_point | outage_line_9
1.0051 | -4.9564 | 0 | 0 | Nexo | Current_operating_point | outage_line_9
1.0054 | -4.9335 | 0 | 0 | Bodilsker | Current_operating_point | outage_line_9
1.0052 | -4.9679 | 0 | 0 | Poulsker | Current_operating_point | outage_line_9
1.0057 | -4.9688 | 0 | 0 | Aakirkeby | Current_operating_point | outage_line_9
1.0067 | -4.8706 | 0 | 0 | Dalslunde | Current_operating_point | outage_line_9
1.0107 | -4.5234 | 0 | 0 | Osterlars | Current_operating_point | outage_line_9
1.0155 | -3.795 | 0 | 0 | Olsker | Current_operating_point | outage_line_9
1.0106 | -4.5479 | 0 | 0 | Gudhjem | Current_operating_point | outage_line_9
|  | 0 | 0 | Viadukten A | Current_operating_point | outage_line_9
|  | 0 | 0 | Viadukten B | Current_operating_point | outage_line_9
|  | 0 | 0 | Ronne Syd | Current_operating_point | outage_line_9
|  | 0 | 0 | Vaerket A | Current_operating_point | outage_line_9
|  | 0 | 0 | Vaerket B | Current_operating_point | outage_line_9
0.95435 | 0.00077334 | 0 | 0 | Vesthavnen | Current_operating_point | outage_line_9
|  | 0 | 0 | Auxiliary bus Viadukten 1 | Current_operating_point | outage_line_9
|  | 0 | 0 | Auxiliary bus Viadukten 2 | Current_operating_point | outage_line_9
|  | 0 | 0 | Auxiliary bus Viadukten 3 | Current_operating_point | outage_line_9
1.0259 | -1.7464 | 0 | 0 | BOR HAS split 1 | Current_operating_point | outage_line_9
1.0259 | -1.7712 | 0 | 0 | BOR HAS split 2 | Current_operating_point | outage_line_9
1.0226 | -1.3676 | 0 | 0 | Borrby | Current_operating_point | outage_line_9
0.91 | 0 | -12.1152 | 14.005 | Tomelilla | Current_operating_point | outage_line_9
|  | 0 | 0 | Vaerket Blok 6 | Current_operating_point | outage_line_9
|  | 0 | 0 | Vaerket Blok 5 | Current_operating_point | outage_line_9
|  | 0 | 0 | Vaerket Diesler | Current_operating_point | outage_line_9
|  | 0 | 0 | Vaer N | Current_operating_point | outage_line_9
|  | 0 | 0 | Dampværk A | Current_operating_point | outage_line_9
|  | 0 | 0 | Dampværk B | Current_operating_point | outage_line_9
|  | 0 | 0 | Aux bus trafo DMP | Current_operating_point | outage_line_9
|  | 0 | 0 | Aux bus trafo DMP 2 | Current_operating_point | outage_line_9
|  | 0 | 0 | Snorrebakken 10 kV | Current_operating_point | outage_line_9
1.0178 | -3.2908 | 0 | 0 | Aux bus trafo HASLE | Current_operating_point | outage_line_9
1.0178 | -3.2908 | 0 | 0 | Aux bus trafo HASLE | Current_operating_point | outage_line_9
1.0695 | -3.9701 | 1.3636 | -0.48143 | Hasle 10 kV | Current_operating_point | outage_line_9
1.0125 | -5.0581 | 1.3561 | 0.10019 | Olsker 10 kV | Current_operating_point | outage_line_9
1.0625 | -5.0021 | 1.5343 | -0.73911 | Østerlars 10 kV | Current_operating_point | outage_line_9
1.0552 | -5.0259 | 0.23507 | -0.40715 | Åkirkeby 10 kV | Current_operating_point | outage_line_9
1.0528 | -6.0628 | 2.4027 | -0.10606 | Nexø 10 kV | Current_operating_point | outage_line_9
1.024 | -5.0004 | 0.38029 | 3.6561 | Bodilsker 10 kV | Current_operating_point | outage_line_9
|  | 0 | 0 | Rønne Syd 10 kV | Current_operating_point | outage_line_9
1.0728 | -4.1533 | 0.64251 | -1.1129 | Allinge 10 kV | Current_operating_point | outage_line_9
1.0377 | -5.6405 | 1.6233 | 1.6558 | Svaneke 10 kV | Current_operating_point | outage_line_9
|  | 0 | 0 | Viadukten 10 kV | Current_operating_point | outage_line_9
|  | 0 | 0 | Auxiliary bus Viadukten 4 | Current_operating_point | outage_line_9
|  | 0 | 0 | Rønne Nord 10 kV | Current_operating_point | outage_line_9
1.0564 | -5.5543 | 1.2418 | -0.51796 | Poulsker 10 kV | Current_operating_point | outage_line_9
1 | 0 | -6.1478e-07 | -0.045549 | Vesthavnen 10 kV | Current_operating_point | outage_line_9
1.0124 | -5.1852 | 0.69184 | -0.15059 | Gudhjem 10 kV | Current_operating_point | outage_line_9
1.0166 | -3.1909 | 0 | 0 | Hasle A | Current_operating_point | outage_line_10
|  | 0 | 0 | Hasle B | Current_operating_point | outage_line_10
|  | 0 | 0 | Snorrebakken | Current_operating_point | outage_line_10
|  | 0 | 0 | Olsker | Current_operating_point | outage_line_10
|  | 0 | 0 | Ronne Nord | Current_operating_point | outage_line_10
1.0168 | -3.161 | 0 | 0 | BOR-HAS split 3 | Current_operating_point | outage_line_10
1.0141 | -3.6978 | 0 | 0 | Allinge | Current_operating_point | outage_line_10
1.0033 | -4.7158 | 0 | 0 | Svaneke | Current_operating_point | outage_line_10
1.0028 | -4.7481 | 0 | 0 | Nexo | Current_operating_point | outage_line_10
1.0031 | -4.7225 | 0 | 0 | Bodilsker | Current_operating_point | outage_line_10
1.0029 | -4.757 | 0 | 0 | Poulsker | Current_operating_point | outage_line_10
|  | 0 | 0 | Aakirkeby | Current_operating_point | outage_line_10
1.0044 | -4.6709 | 0 | 0 | Dalslunde | Current_operating_point | outage_line_10
1.0088 | -4.3574 | 0 | 0 | Osterlars | Current_operating_point | outage_line_10
1.014 | -3.6725 | 0 | 0 | Olsker | Current_operating_point | outage_line_10
1.0088 | -4.3819 | 0 | 0 | Gudhjem | Current_operating_point | outage_line_10
|  | 0 | 0 | Viadukten A | Current_operating_point | outage_line_10
|  | 0 | 0 | Viadukten B | Current_operating_point | outage_line_10
|  | 0 | 0 | Ronne Syd | Current_operating_point | outage_line_10
|  | 0 | 0 | Vaerket A | Current_operating_point | outage_line_10
|  | 0 | 0 | Vaerket B | Current_operating_point | outage_line_10
0.95435 | 0.00077334 | 0 | 0 | Vesthavnen | Current_operating_point | outage_line_10
|  | 0 | 0 | Auxiliary bus Viadukten 1 | Current_operating_point | outage_line_10
|  | 0 | 0 | Auxiliary bus Viadukten 2 | Current_operating_point | outage_line_10
|  | 0 | 0 | Auxiliary bus Viadukten 3 | Current_operating_point | outage_line_10
1.0249 | -1.7049 | 0 | 0 | BOR HAS split 1 | Current_operating_point | outage_line_10
1.0249 | -1.729 | 0 | 0 | BOR HAS split 2 | Current_operating_point | outage_line_10
1.0217 | -1.3359 | 0 | 0 | Borrby | Current_operating_point | outage_line_10
0.91 | 0 | -11.8312 | 13.5355 | Tomelilla | Current_operating_point | outage_line_10
|  | 0 | 0 | Vaerket Blok 6 | Current_operating_point | outage_line_10
|  | 0 | 0 | Vaerket Blok 5 | Current_operating_point | outage_line_10
|  | 0 | 0 | Vaerket Diesler | Current_operating_point | outage_line_10
|  | 0 | 0 | Vaer N | Current_operating_point | outage_line_10
|  | 0 | 0 | Dampværk A | Current_operating_point | outage_line_10
|  | 0 | 0 | Dampværk B | Current_operating_point | outage_line_10
|  | 0 | 0 | Aux bus trafo DMP | Current_operating_point | outage_line_10
|  | 0 | 0 | Aux bus trafo DMP 2 | Current_operating_point | outage_line_10
|  | 0 | 0 | Snorrebakken 10 kV | Current_operating_point | outage_line_10
1.0166 | -3.1909 | 0 | 0 | Aux bus trafo HASLE | Current_operating_point | outage_line_10
1.0166 | -3.1909 | 0 | 0 | Aux bus trafo HASLE | Current_operating_point | outage_line_10
1.0683 | -3.8718 | 1.3636 | -0.48143 | Hasle 10 kV | Current_operating_point | outage_line_10
1.011 | -4.9392 | 1.3561 | 0.10019 | Olsker 10 kV | Current_operating_point | outage_line_10
1.0605 | -4.8379 | 1.5343 | -0.73911 | Østerlars 10 kV | Current_operating_point | outage_line_10
|  | 0 | 0 | Åkirkeby 10 kV | Current_operating_point | outage_line_10
1.0504 | -5.8597 | 2.4027 | -0.10606 | Nexø 10 kV | Current_operating_point | outage_line_10
1.0215 | -4.79 | 0.38029 | 3.6461 | Bodilsker 10 kV | Current_operating_point | outage_line_10
|  | 0 | 0 | Rønne Syd 10 kV | Current_operating_point | outage_line_10
1.0713 | -4.0318 | 0.64251 | -1.1129 | Allinge 10 kV | Current_operating_point | outage_line_10
1.0353 | -5.4404 | 1.6233 | 1.6558 | Svaneke 10 kV | Current_operating_point | outage_line_10
|  | 0 | 0 | Viadukten 10 kV | Current_operating_point | outage_line_10
|  | 0 | 0 | Auxiliary bus Viadukten 4 | Current_operating_point | outage_line_10
|  | 0 | 0 | Rønne Nord 10 kV | Current_operating_point | outage_line_10
1.054 | -5.3461 | 1.2418 | -0.51796 | Poulsker 10 kV | Current_operating_point | outage_line_10
1 | 0 | -6.1478e-07 | -0.045549 | Vesthavnen 10 kV | Current_operating_point | outage_line_10
1.0105 | -5.0217 | 0.69184 | -0.15059 | Gudhjem 10 kV | Current_operating_point | outage_line_10
1.0142 | -2.7936 | 0 | 0 | Hasle A | Current_operating_point | outage_line_11
|  | 0 | 0 | Hasle B | Current_operating_point | outage_line_11
|  | 0 | 0 | Snorrebakken | Current_operating_point | outage_line_11
|  | 0 | 0 | Olsker | Current_operating_point | outage_line_11
|  | 0 | 0 | Ronne Nord | Current_operating_point | outage_line_11
1.0145 | -2.769 | 0 | 0 | BOR-HAS split 3 | Current_operating_point | outage_line_11
1.0114 | -3.2125 | 0 | 0 | Allinge | Current_operating_point | outage_line_11
0.99898 | -3.914 | 0 | 0 | Svaneke | Current_operating_point | outage_line_11
0.99841 | -3.9278 | 0 | 0 | Nexo | Current_operating_point | outage_line_11
0.99869 | -3.8924 | 0 | 0 | Bodilsker | Current_operating_point | outage_line_11
|  | 0 | 0 | Poulsker | Current_operating_point | outage_line_11
|  | 0 | 0 | Aakirkeby | Current_operating_point | outage_line_11
1.0002 | -3.8837 | 0 | 0 | Dalslunde | Current_operating_point | outage_line_11
1.0052 | -3.7016 | 0 | 0 | Osterlars | Current_operating_point | outage_line_11
1.0113 | -3.1871 | 0 | 0 | Olsker | Current_operating_point | outage_line_11
1.0052 | -3.7262 | 0 | 0 | Gudhjem | Current_operating_point | outage_line_11
|  | 0 | 0 | Viadukten A | Current_operating_point | outage_line_11
|  | 0 | 0 | Viadukten B | Current_operating_point | outage_line_11
|  | 0 | 0 | Ronne Syd | Current_operating_point | outage_line_11
|  | 0 | 0 | Vaerket A | Current_operating_point | outage_line_11
|  | 0 | 0 | Vaerket B | Current_operating_point | outage_line_11
0.95435 | 0.00077334 | 0 | 0 | Vesthavnen | Current_operating_point | outage_line_11
|  | 0 | 0 | Auxiliary bus Viadukten 1 | Current_operating_point | outage_line_11
|  | 0 | 0 | Auxiliary bus Viadukten 2 | Current_operating_point | outage_line_11
|  | 0 | 0 | Auxiliary bus Viadukten 3 | Current_operating_point | outage_line_11
1.0221 | -1.5134 | 0 | 0 | BOR HAS split 1 | Current_operating_point | outage_line_11
1.0222 | -1.5349 | 0 | 0 | BOR HAS split 2 | Current_operating_point | outage_line_11
1.0193 | -1.1842 | 0 | 0 | Borrby | Current_operating_point | outage_line_11
0.91 | 0 | -10.4518 | 12.2212 | Tomelilla | Current_operating_point | outage_line_11
|  | 0 | 0 | Vaerket Blok 6 | Current_operating_point | outage_line_11
|  | 0 | 0 | Vaerket Blok 5 | Current_operating_point | outage_line_11
|  | 0 | 0 | Vaerket Diesler | Current_operating_point | outage_line_11
|  | 0 | 0 | Vaer N | Current_operating_point | outage_line_11
|  | 0 | 0 | Dampværk A | Current_operating_point | outage_line_11
|  | 0 | 0 | Dampværk B | Current_operating_point | outage_line_11
|  | 0 | 0 | Aux bus trafo DMP | Current_operating_point | outage_line_11
|  | 0 | 0 | Aux bus trafo DMP 2 | Current_operating_point | outage_line_11
|  | 0 | 0 | Snorrebakken 10 kV | Current_operating_point | outage_line_11
1.0142 | -2.7936 | 0 | 0 | Aux bus trafo HASLE | Current_operating_point | outage_line_11
1.0142 | -2.7936 | 0 | 0 | Aux bus trafo HASLE | Current_operating_point | outage_line_11
1.0658 | -3.4777 | 1.3636 | -0.48143 | Hasle 10 kV | Current_operating_point | outage_line_11
1.0083 | -4.4607 | 1.3561 | 0.10019 | Olsker 10 kV | Current_operating_point | outage_line_11
1.0568 | -4.1856 | 1.5343 | -0.73911 | Østerlars 10 kV | Current_operating_point | outage_line_11
|  | 0 | 0 | Åkirkeby 10 kV | Current_operating_point | outage_line_11
1.0458 | -5.0491 | 2.4027 | -0.10606 | Nexø 10 kV | Current_operating_point | outage_line_11
1.0169 | -3.961 | 0.38029 | 3.6275 | Bodilsker 10 kV | Current_operating_point | outage_line_11
|  | 0 | 0 | Rønne Syd 10 kV | Current_operating_point | outage_line_11
1.0684 | -3.5483 | 0.64251 | -1.1129 | Allinge 10 kV | Current_operating_point | outage_line_11
1.0307 | -4.645 | 1.6233 | 1.6558 | Svaneke 10 kV | Current_operating_point | outage_line_11
|  | 0 | 0 | Viadukten 10 kV | Current_operating_point | outage_line_11
|  | 0 | 0 | Auxiliary bus Viadukten 4 | Current_operating_point | outage_line_11
|  | 0 | 0 | Rønne Nord 10 kV | Current_operating_point | outage_line_11
|  | 0 | 0 | Poulsker 10 kV | Current_operating_point | outage_line_11
1 | 0 | -6.1478e-07 | -0.045549 | Vesthavnen 10 kV | Current_operating_point | outage_line_11
1.0069 | -4.3706 | 0.69184 | -0.15059 | Gudhjem 10 kV | Current_operating_point | outage_line_11
1.0123 | -2.7415 | 0 | 0 | Hasle A | Current_operating_point | outage_line_12
|  | 0 | 0 | Hasle B | Current_operating_point | outage_line_12
|  | 0 | 0 | Snorrebakken | Current_operating_point | outage_line_12
|  | 0 | 0 | Olsker | Current_operating_point | outage_line_12
|  | 0 | 0 | Ronne Nord | Current_operating_point | outage_line_12
1.0126 | -2.718 | 0 | 0 | BOR-HAS split 3 | Current_operating_point | outage_line_12
1.0091 | -3.1474 | 0 | 0 | Allinge | Current_operating_point | outage_line_12
0.99499 | -3.8535 | 0 | 0 | Svaneke | Current_operating_point | outage_line_12
0.99396 | -3.933 | 0 | 0 | Nexo | Current_operating_point | outage_line_12
0.99484 | -3.7177 | 0 | 0 | Bodilsker | Current_operating_point | outage_line_12
|  | 0 | 0 | Poulsker | Current_operating_point | outage_line_12
|  | 0 | 0 | Aakirkeby | Current_operating_point | outage_line_12
0.99657 | -3.7728 | 0 | 0 | Dalslunde | Current_operating_point | outage_line_12
1.0022 | -3.611 | 0 | 0 | Osterlars | Current_operating_point | outage_line_12
1.009 | -3.122 | 0 | 0 | Olsker | Current_operating_point | outage_line_12
1.0021 | -3.6357 | 0 | 0 | Gudhjem | Current_operating_point | outage_line_12
|  | 0 | 0 | Viadukten A | Current_operating_point | outage_line_12
|  | 0 | 0 | Viadukten B | Current_operating_point | outage_line_12
|  | 0 | 0 | Ronne Syd | Current_operating_point | outage_line_12
|  | 0 | 0 | Vaerket A | Current_operating_point | outage_line_12
|  | 0 | 0 | Vaerket B | Current_operating_point | outage_line_12
0.95435 | 0.00077334 | 0 | 0 | Vesthavnen | Current_operating_point | outage_line_12
|  | 0 | 0 | Auxiliary bus Viadukten 1 | Current_operating_point | outage_line_12
|  | 0 | 0 | Auxiliary bus Viadukten 2 | Current_operating_point | outage_line_12
|  | 0 | 0 | Auxiliary bus Viadukten 3 | Current_operating_point | outage_line_12
1.0209 | -1.5066 | 0 | 0 | BOR HAS split 1 | Current_operating_point | outage_line_12
1.0209 | -1.5276 | 0 | 0 | BOR HAS split 2 | Current_operating_point | outage_line_12
1.0182 | -1.182 | 0 | 0 | Borrby | Current_operating_point | outage_line_12
0.91 | 0 | -10.4474 | 11.6787 | Tomelilla | Current_operating_point | outage_line_12
|  | 0 | 0 | Vaerket Blok 6 | Current_operating_point | outage_line_12
|  | 0 | 0 | Vaerket Blok 5 | Current_operating_point | outage_line_12
|  | 0 | 0 | Vaerket Diesler | Current_operating_point | outage_line_12
|  | 0 | 0 | Vaer N | Current_operating_point | outage_line_12
|  | 0 | 0 | Dampværk A | Current_operating_point | outage_line_12
|  | 0 | 0 | Dampværk B | Current_operating_point | outage_line_12
|  | 0 | 0 | Aux bus trafo DMP | Current_operating_point | outage_line_12
|  | 0 | 0 | Aux bus trafo DMP 2 | Current_operating_point | outage_line_12
|  | 0 | 0 | Snorrebakken 10 kV | Current_operating_point | outage_line_12
1.0123 | -2.7415 | 0 | 0 | Aux bus trafo HASLE | Current_operating_point | outage_line_12
1.0123 | -2.7415 | 0 | 0 | Aux bus trafo HASLE | Current_operating_point | outage_line_12
1.0639 | -3.4282 | 1.3636 | -0.48143 | Hasle 10 kV | Current_operating_point | outage_line_12
1.006 | -4.4014 | 1.3561 | 0.10019 | Olsker 10 kV | Current_operating_point | outage_line_12
1.0536 | -4.0979 | 1.5343 | -0.73911 | Østerlars 10 kV | Current_operating_point | outage_line_12
|  | 0 | 0 | Åkirkeby 10 kV | Current_operating_point | outage_line_12
1.0412 | -5.0644 | 2.4027 | -0.10606 | Nexø 10 kV | Current_operating_point | outage_line_12
1.0129 | -3.7873 | 0.38029 | 3.6112 | Bodilsker 10 kV | Current_operating_point | outage_line_12
|  | 0 | 0 | Rønne Syd 10 kV | Current_operating_point | outage_line_12
1.0661 | -3.4848 | 0.64251 | -1.1129 | Allinge 10 kV | Current_operating_point | outage_line_12
1.0265 | -4.5905 | 1.6233 | 1.6558 | Svaneke 10 kV | Current_operating_point | outage_line_12
|  | 0 | 0 | Viadukten 10 kV | Current_operating_point | outage_line_12
|  | 0 | 0 | Auxiliary bus Viadukten 4 | Current_operating_point | outage_line_12
|  | 0 | 0 | Rønne Nord 10 kV | Current_operating_point | outage_line_12
|  | 0 | 0 | Poulsker 10 kV | Current_operating_point | outage_line_12
1 | 0 | -6.1478e-07 | -0.045549 | Vesthavnen 10 kV | Current_operating_point | outage_line_12
1.0038 | -4.2839 | 0.69184 | -0.15059 | Gudhjem 10 kV | Current_operating_point | outage_line_12
1.0266 | -3.0549 | 0 | 0 | Hasle A | Current_operating_point | outage_line_13
|  | 0 | 0 | Hasle B | Current_operating_point | outage_line_13
|  | 0 | 0 | Snorrebakken | Current_operating_point | outage_line_13
|  | 0 | 0 | Olsker | Current_operating_point | outage_line_13
|  | 0 | 0 | Ronne Nord | Current_operating_point | outage_line_13
1.0267 | -3.025 | 0 | 0 | BOR-HAS split 3 | Current_operating_point | outage_line_13
1.0263 | -3.5402 | 0 | 0 | Allinge | Current_operating_point | outage_line_13
1.0223 | -4.5241 | 0 | 0 | Svaneke | Current_operating_point | outage_line_13
1.0213 | -4.6009 | 0 | 0 | Nexo | Current_operating_point | outage_line_13
|  | 0 | 0 | Bodilsker | Current_operating_point | outage_line_13
|  | 0 | 0 | Poulsker | Current_operating_point | outage_line_13
|  | 0 | 0 | Aakirkeby | Current_operating_point | outage_line_13
1.0238 | -4.4445 | 0 | 0 | Dalslunde | Current_operating_point | outage_line_13
1.0251 | -4.1598 | 0 | 0 | Osterlars | Current_operating_point | outage_line_13
1.0262 | -3.5155 | 0 | 0 | Olsker | Current_operating_point | outage_line_13
1.025 | -4.1839 | 0 | 0 | Gudhjem | Current_operating_point | outage_line_13
|  | 0 | 0 | Viadukten A | Current_operating_point | outage_line_13
|  | 0 | 0 | Viadukten B | Current_operating_point | outage_line_13
|  | 0 | 0 | Ronne Syd | Current_operating_point | outage_line_13
|  | 0 | 0 | Vaerket A | Current_operating_point | outage_line_13
|  | 0 | 0 | Vaerket B | Current_operating_point | outage_line_13
0.95435 | 0.00077334 | 0 | 0 | Vesthavnen | Current_operating_point | outage_line_13
|  | 0 | 0 | Auxiliary bus Viadukten 1 | Current_operating_point | outage_line_13
|  | 0 | 0 | Auxiliary bus Viadukten 2 | Current_operating_point | outage_line_13
|  | 0 | 0 | Auxiliary bus Viadukten 3 | Current_operating_point | outage_line_13
1.03 | -1.5168 | 0 | 0 | BOR HAS split 1 | Current_operating_point | outage_line_13
1.03 | -1.5412 | 0 | 0 | BOR HAS split 2 | Current_operating_point | outage_line_13
1.0257 | -1.1658 | 0 | 0 | Borrby | Current_operating_point | outage_line_13
0.91 | 0 | -10.1799 | 15.6028 | Tomelilla | Current_operating_point | outage_line_13
|  | 0 | 0 | Vaerket Blok 6 | Current_operating_point | outage_line_13
|  | 0 | 0 | Vaerket Blok 5 | Current_operating_point | outage_line_13
|  | 0 | 0 | Vaerket Diesler | Current_operating_point | outage_line_13
|  | 0 | 0 | Vaer N | Current_operating_point | outage_line_13
|  | 0 | 0 | Dampværk A | Current_operating_point | outage_line_13
|  | 0 | 0 | Dampværk B | Current_operating_point | outage_line_13
|  | 0 | 0 | Aux bus trafo DMP | Current_operating_point | outage_line_13
|  | 0 | 0 | Aux bus trafo DMP 2 | Current_operating_point | outage_line_13
|  | 0 | 0 | Snorrebakken 10 kV | Current_operating_point | outage_line_13
1.0266 | -3.0549 | 0 | 0 | Aux bus trafo HASLE | Current_operating_point | outage_line_13
1.0266 | -3.0549 | 0 | 0 | Aux bus trafo HASLE | Current_operating_point | outage_line_13
1.0788 | -3.7226 | 1.3636 | -0.48143 | Hasle 10 kV | Current_operating_point | outage_line_13
1.0233 | -4.7521 | 1.3561 | 0.10019 | Olsker 10 kV | Current_operating_point | outage_line_13
1.0775 | -4.6252 | 1.5343 | -0.73911 | Østerlars 10 kV | Current_operating_point | outage_line_13
|  | 0 | 0 | Åkirkeby 10 kV | Current_operating_point | outage_line_13
1.0698 | -5.6724 | 2.4027 | -0.10606 | Nexø 10 kV | Current_operating_point | outage_line_13
|  | 0 | 0 | Bodilsker 10 kV | Current_operating_point | outage_line_13
|  | 0 | 0 | Rønne Syd 10 kV | Current_operating_point | outage_line_13
1.084 | -3.8664 | 0.64251 | -1.1129 | Allinge 10 kV | Current_operating_point | outage_line_13
1.0555 | -5.2215 | 1.6233 | 1.6558 | Svaneke 10 kV | Current_operating_point | outage_line_13
|  | 0 | 0 | Viadukten 10 kV | Current_operating_point | outage_line_13
|  | 0 | 0 | Auxiliary bus Viadukten 4 | Current_operating_point | outage_line_13
|  | 0 | 0 | Rønne Nord 10 kV | Current_operating_point | outage_line_13
|  | 0 | 0 | Poulsker 10 kV | Current_operating_point | outage_line_13
1 | 0 | -6.1478e-07 | -0.045549 | Vesthavnen 10 kV | Current_operating_point | outage_line_13
1.0267 | -4.8035 | 0.69184 | -0.15059 | Gudhjem 10 kV | Current_operating_point | outage_line_13
1.0257 | -2.4003 | 0 | 0 | Hasle A | Current_operating_point | outage_line_14
|  | 0 | 0 | Hasle B | Current_operating_point | outage_line_14
|  | 0 | 0 | Snorrebakken | Current_operating_point | outage_line_14
|  | 0 | 0 | Olsker | Current_operating_point | outage_line_14
|  | 0 | 0 | Ronne Nord | Current_operating_point | outage_line_14
1.0258 | -2.3784 | 0 | 0 | BOR-HAS split 3 | Current_operating_point | outage_line_14
1.0254 | -2.7448 | 0 | 0 | Allinge | Current_operating_point | outage_line_14
1.0216 | -3.1719 | 0 | 0 | Svaneke | Current_operating_point | outage_line_14
|  | 0 | 0 | Nexo | Current_operating_point | outage_line_14
|  | 0 | 0 | Bodilsker | Current_operating_point | outage_line_14
|  | 0 | 0 | Poulsker | Current_operating_point | outage_line_14
|  | 0 | 0 | Aakirkeby | Current_operating_point | outage_line_14
1.0226 | -3.1725 | 0 | 0 | Dalslunde | Current_operating_point | outage_line_14
1.0241 | -3.094 | 0 | 0 | Osterlars | Current_operating_point | outage_line_14
1.0253 | -2.72 | 0 | 0 | Olsker | Current_operating_point | outage_line_14
1.024 | -3.1182 | 0 | 0 | Gudhjem | Current_operating_point | outage_line_14
|  | 0 | 0 | Viadukten A | Current_operating_point | outage_line_14
|  | 0 | 0 | Viadukten B | Current_operating_point | outage_line_14
|  | 0 | 0 | Ronne Syd | Current_operating_point | outage_line_14
|  | 0 | 0 | Vaerket A | Current_operating_point | outage_line_14
|  | 0 | 0 | Vaerket B | Current_operating_point | outage_line_14
0.95435 | 0.00077334 | 0 | 0 | Vesthavnen | Current_operating_point | outage_line_14
|  | 0 | 0 | Auxiliary bus Viadukten 1 | Current_operating_point | outage_line_14
|  | 0 | 0 | Auxiliary bus Viadukten 2 | Current_operating_point | outage_line_14
|  | 0 | 0 | Auxiliary bus Viadukten 3 | Current_operating_point | outage_line_14
1.0271 | -1.1653 | 0 | 0 | BOR HAS split 1 | Current_operating_point | outage_line_14
1.0272 | -1.1856 | 0 | 0 | BOR HAS split 2 | Current_operating_point | outage_line_14
1.023 | -0.88131 | 0 | 0 | Borrby | Current_operating_point | outage_line_14
0.91 | 0 | -7.5616 | 14.1019 | Tomelilla | Current_operating_point | outage_line_14
|  | 0 | 0 | Vaerket Blok 6 | Current_operating_point | outage_line_14
|  | 0 | 0 | Vaerket Blok 5 | Current_operating_point | outage_line_14
|  | 0 | 0 | Vaerket Diesler | Current_operating_point | outage_line_14
|  | 0 | 0 | Vaer N | Current_operating_point | outage_line_14
|  | 0 | 0 | Dampværk A | Current_operating_point | outage_line_14
|  | 0 | 0 | Dampværk B | Current_operating_point | outage_line_14
|  | 0 | 0 | Aux bus trafo DMP | Current_operating_point | outage_line_14
|  | 0 | 0 | Aux bus trafo DMP 2 | Current_operating_point | outage_line_14
|  | 0 | 0 | Snorrebakken 10 kV | Current_operating_point | outage_line_14
1.0257 | -2.4003 | 0 | 0 | Aux bus trafo HASLE | Current_operating_point | outage_line_14
1.0257 | -2.4003 | 0 | 0 | Aux bus trafo HASLE | Current_operating_point | outage_line_14
1.0778 | -3.0692 | 1.3636 | -0.48143 | Hasle 10 kV | Current_operating_point | outage_line_14
1.0223 | -3.9589 | 1.3561 | 0.10019 | Olsker 10 kV | Current_operating_point | outage_line_14
1.0764 | -3.5605 | 1.5343 | -0.73911 | Østerlars 10 kV | Current_operating_point | outage_line_14
|  | 0 | 0 | Åkirkeby 10 kV | Current_operating_point | outage_line_14
|  | 0 | 0 | Nexø 10 kV | Current_operating_point | outage_line_14
|  | 0 | 0 | Bodilsker 10 kV | Current_operating_point | outage_line_14
|  | 0 | 0 | Rønne Syd 10 kV | Current_operating_point | outage_line_14
1.083 | -3.0716 | 0.64251 | -1.1129 | Allinge 10 kV | Current_operating_point | outage_line_14
1.0548 | -3.8703 | 1.6233 | 1.6558 | Svaneke 10 kV | Current_operating_point | outage_line_14
|  | 0 | 0 | Viadukten 10 kV | Current_operating_point | outage_line_14
|  | 0 | 0 | Auxiliary bus Viadukten 4 | Current_operating_point | outage_line_14
|  | 0 | 0 | Rønne Nord 10 kV | Current_operating_point | outage_line_14
|  | 0 | 0 | Poulsker 10 kV | Current_operating_point | outage_line_14
1 | 0 | -6.1478e-07 | -0.045549 | Vesthavnen 10 kV | Current_operating_point | outage_line_14
1.0257 | -3.7391 | 0.69184 | -0.15059 | Gudhjem 10 kV | Current_operating_point | outage_line_14
1.0304 | -2.1248 | 0 | 0 | Hasle A | Current_operating_point | outage_line_15
|  | 0 | 0 | Hasle B | Current_operating_point | outage_line_15
|  | 0 | 0 | Snorrebakken | Current_operating_point | outage_line_15
|  | 0 | 0 | Olsker | Current_operating_point | outage_line_15
|  | 0 | 0 | Ronne Nord | Current_operating_point | outage_line_15
1.0304 | -2.1054 | 0 | 0 | BOR-HAS split 3 | Current_operating_point | outage_line_15
1.0311 | -2.415 | 0 | 0 | Allinge | Current_operating_point | outage_line_15
|  | 0 | 0 | Svaneke | Current_operating_point | outage_line_15
|  | 0 | 0 | Nexo | Current_operating_point | outage_line_15
|  | 0 | 0 | Bodilsker | Current_operating_point | outage_line_15
|  | 0 | 0 | Poulsker | Current_operating_point | outage_line_15
|  | 0 | 0 | Aakirkeby | Current_operating_point | outage_line_15
1.0319 | -2.6644 | 0 | 0 | Dalslunde | Current_operating_point | outage_line_15
1.0318 | -2.6621 | 0 | 0 | Osterlars | Current_operating_point | outage_line_15
1.031 | -2.3905 | 0 | 0 | Olsker | Current_operating_point | outage_line_15
1.0318 | -2.6861 | 0 | 0 | Gudhjem | Current_operating_point | outage_line_15
|  | 0 | 0 | Viadukten A | Current_operating_point | outage_line_15
|  | 0 | 0 | Viadukten B | Current_operating_point | outage_line_15
|  | 0 | 0 | Ronne Syd | Current_operating_point | outage_line_15
|  | 0 | 0 | Vaerket A | Current_operating_point | outage_line_15
|  | 0 | 0 | Vaerket B | Current_operating_point | outage_line_15
0.95435 | 0.00077334 | 0 | 0 | Vesthavnen | Current_operating_point | outage_line_15
|  | 0 | 0 | Auxiliary bus Viadukten 1 | Current_operating_point | outage_line_15
|  | 0 | 0 | Auxiliary bus Viadukten 2 | Current_operating_point | outage_line_15
|  | 0 | 0 | Auxiliary bus Viadukten 3 | Current_operating_point | outage_line_15
1.0286 | -0.95915 | 0 | 0 | BOR HAS split 1 | Current_operating_point | outage_line_15
1.0288 | -0.97835 | 0 | 0 | BOR HAS split 2 | Current_operating_point | outage_line_15
1.0242 | -0.70549 | 0 | 0 | Borrby | Current_operating_point | outage_line_15
0.91 | 0 | -5.8956 | 14.6291 | Tomelilla | Current_operating_point | outage_line_15
|  | 0 | 0 | Vaerket Blok 6 | Current_operating_point | outage_line_15
|  | 0 | 0 | Vaerket Blok 5 | Current_operating_point | outage_line_15
|  | 0 | 0 | Vaerket Diesler | Current_operating_point | outage_line_15
|  | 0 | 0 | Vaer N | Current_operating_point | outage_line_15
|  | 0 | 0 | Dampværk A | Current_operating_point | outage_line_15
|  | 0 | 0 | Dampværk B | Current_operating_point | outage_line_15
|  | 0 | 0 | Aux bus trafo DMP | Current_operating_point | outage_line_15
|  | 0 | 0 | Aux bus trafo DMP 2 | Current_operating_point | outage_line_15
|  | 0 | 0 | Snorrebakken 10 kV | Current_operating_point | outage_line_15
1.0304 | -2.1248 | 0 | 0 | Aux bus trafo HASLE | Current_operating_point | outage_line_15
1.0304 | -2.1248 | 0 | 0 | Aux bus trafo HASLE | Current_operating_point | outage_line_15
1.0827 | -2.7876 | 1.3636 | -0.48143 | Hasle 10 kV | Current_operating_point | outage_line_15
1.0281 | -3.6155 | 1.3561 | 0.10019 | Olsker 10 kV | Current_operating_point | outage_line_15
1.0845 | -3.1215 | 1.5343 | -0.73911 | Østerlars 10 kV | Current_operating_point | outage_line_15
|  | 0 | 0 | Åkirkeby 10 kV | Current_operating_point | outage_line_15
|  | 0 | 0 | Nexø 10 kV | Current_operating_point | outage_line_15
|  | 0 | 0 | Bodilsker 10 kV | Current_operating_point | outage_line_15
|  | 0 | 0 | Rønne Syd 10 kV | Current_operating_point | outage_line_15
1.089 | -2.7382 | 0.64251 | -1.1129 | Allinge 10 kV | Current_operating_point | outage_line_15
|  | 0 | 0 | Svaneke 10 kV | Current_operating_point | outage_line_15
|  | 0 | 0 | Viadukten 10 kV | Current_operating_point | outage_line_15
|  | 0 | 0 | Auxiliary bus Viadukten 4 | Current_operating_point | outage_line_15
|  | 0 | 0 | Rønne Nord 10 kV | Current_operating_point | outage_line_15
|  | 0 | 0 | Poulsker 10 kV | Current_operating_point | outage_line_15
1 | 0 | -6.1478e-07 | -0.045549 | Vesthavnen 10 kV | Current_operating_point | outage_line_15
1.0334 | -3.2976 | 0.69184 | -0.15059 | Gudhjem 10 kV | Current_operating_point | outage_line_15
1.03 | -2.1127 | 0 | 0 | Hasle A | Current_operating_point | outage_line_16
|  | 0 | 0 | Hasle B | Current_operating_point | outage_line_16
|  | 0 | 0 | Snorrebakken | Current_operating_point | outage_line_16
|  | 0 | 0 | Olsker | Current_operating_point | outage_line_16
|  | 0 | 0 | Ronne Nord | Current_operating_point | outage_line_16
1.03 | -2.0936 | 0 | 0 | BOR-HAS split 3 | Current_operating_point | outage_line_16
1.0306 | -2.4001 | 0 | 0 | Allinge | Current_operating_point | outage_line_16
|  | 0 | 0 | Svaneke | Current_operating_point | outage_line_16
|  | 0 | 0 | Nexo | Current_operating_point | outage_line_16
|  | 0 | 0 | Bodilsker | Current_operating_point | outage_line_16
|  | 0 | 0 | Poulsker | Current_operating_point | outage_line_16
|  | 0 | 0 | Aakirkeby | Current_operating_point | outage_line_16
|  | 0 | 0 | Dalslunde | Current_operating_point | outage_line_16
1.0312 | -2.6413 | 0 | 0 | Osterlars | Current_operating_point | outage_line_16
1.0306 | -2.3755 | 0 | 0 | Olsker | Current_operating_point | outage_line_16
1.0311 | -2.6653 | 0 | 0 | Gudhjem | Current_operating_point | outage_line_16
|  | 0 | 0 | Viadukten A | Current_operating_point | outage_line_16
|  | 0 | 0 | Viadukten B | Current_operating_point | outage_line_16
|  | 0 | 0 | Ronne Syd | Current_operating_point | outage_line_16
|  | 0 | 0 | Vaerket A | Current_operating_point | outage_line_16
|  | 0 | 0 | Vaerket B | Current_operating_point | outage_line_16
0.95435 | 0.00077334 | 0 | 0 | Vesthavnen | Current_operating_point | outage_line_16
|  | 0 | 0 | Auxiliary bus Viadukten 1 | Current_operating_point | outage_line_16
|  | 0 | 0 | Auxiliary bus Viadukten 2 | Current_operating_point | outage_line_16
|  | 0 | 0 | Auxiliary bus Viadukten 3 | Current_operating_point | outage_line_16
1.0284 | -0.95705 | 0 | 0 | BOR HAS split 1 | Current_operating_point | outage_line_16
1.0285 | -0.97613 | 0 | 0 | BOR HAS split 2 | Current_operating_point | outage_line_16
1.0239 | -0.70447 | 0 | 0 | Borrby | Current_operating_point | outage_line_16
0.91 | 0 | -5.8905 | 14.5131 | Tomelilla | Current_operating_point | outage_line_16
|  | 0 | 0 | Vaerket Blok 6 | Current_operating_point | outage_line_16
|  | 0 | 0 | Vaerket Blok 5 | Current_operating_point | outage_line_16
|  | 0 | 0 | Vaerket Diesler | Current_operating_point | outage_line_16
|  | 0 | 0 | Vaer N | Current_operating_point | outage_line_16
|  | 0 | 0 | Dampværk A | Current_operating_point | outage_line_16
|  | 0 | 0 | Dampværk B | Current_operating_point | outage_line_16
|  | 0 | 0 | Aux bus trafo DMP | Current_operating_point | outage_line_16
|  | 0 | 0 | Aux bus trafo DMP 2 | Current_operating_point | outage_line_16
|  | 0 | 0 | Snorrebakken 10 kV | Current_operating_point | outage_line_16
1.03 | -2.1127 | 0 | 0 | Aux bus trafo HASLE | Current_operating_point | outage_line_16
1.03 | -2.1127 | 0 | 0 | Aux bus trafo HASLE | Current_operating_point | outage_line_16
1.0823 | -2.7761 | 1.3636 | -0.48143 | Hasle 10 kV | Current_operating_point | outage_line_16
1.0276 | -3.6017 | 1.3561 | 0.10019 | Olsker 10 kV | Current_operating_point | outage_line_16
1.0839 | -3.1013 | 1.5343 | -0.73911 | Østerlars 10 kV | Current_operating_point | outage_line_16
|  | 0 | 0 | Åkirkeby 10 kV | Current_operating_point | outage_line_16
|  | 0 | 0 | Nexø 10 kV | Current_operating_point | outage_line_16
|  | 0 | 0 | Bodilsker 10 kV | Current_operating_point | outage_line_16
|  | 0 | 0 | Rønne Syd 10 kV | Current_operating_point | outage_line_16
1.0885 | -2.7236 | 0.64251 | -1.1129 | Allinge 10 kV | Current_operating_point | outage_line_16
|  | 0 | 0 | Svaneke 10 kV | Current_operating_point | outage_line_16
|  | 0 | 0 | Viadukten 10 kV | Current_operating_point | outage_line_16
|  | 0 | 0 | Auxiliary bus Viadukten 4 | Current_operating_point | outage_line_16
|  | 0 | 0 | Rønne Nord 10 kV | Current_operating_point | outage_line_16
|  | 0 | 0 | Poulsker 10 kV | Current_operating_point | outage_line_16
1 | 0 | -6.1478e-07 | -0.045549 | Vesthavnen 10 kV | Current_operating_point | outage_line_16
1.0328 | -3.2776 | 0.69184 | -0.15059 | Gudhjem 10 kV | Current_operating_point | outage_line_16
1.0269 | -1.8436 | 0 | 0 | Hasle A | Current_operating_point | outage_line_17
|  | 0 | 0 | Hasle B | Current_operating_point | outage_line_17
|  | 0 | 0 | Snorrebakken | Current_operating_point | outage_line_17
|  | 0 | 0 | Olsker | Current_operating_point | outage_line_17
|  | 0 | 0 | Ronne Nord | Current_operating_point | outage_line_17
1.0269 | -1.8282 | 0 | 0 | BOR-HAS split 3 | Current_operating_point | outage_line_17
1.027 | -2.0703 | 0 | 0 | Allinge | Current_operating_point | outage_line_17
|  | 0 | 0 | Svaneke | Current_operating_point | outage_line_17
|  | 0 | 0 | Nexo | Current_operating_point | outage_line_17
|  | 0 | 0 | Bodilsker | Current_operating_point | outage_line_17
|  | 0 | 0 | Poulsker | Current_operating_point | outage_line_17
|  | 0 | 0 | Aakirkeby | Current_operating_point | outage_line_17
|  | 0 | 0 | Dalslunde | Current_operating_point | outage_line_17
1.0264 | -2.1943 | 0 | 0 | Osterlars | Current_operating_point | outage_line_17
1.0269 | -2.0456 | 0 | 0 | Olsker | Current_operating_point | outage_line_17
|  | 0 | 0 | Gudhjem | Current_operating_point | outage_line_17
|  | 0 | 0 | Viadukten A | Current_operating_point | outage_line_17
|  | 0 | 0 | Viadukten B | Current_operating_point | outage_line_17
|  | 0 | 0 | Ronne Syd | Current_operating_point | outage_line_17
|  | 0 | 0 | Vaerket A | Current_operating_point | outage_line_17
|  | 0 | 0 | Vaerket B | Current_operating_point | outage_line_17
0.95435 | 0.00077334 | 0 | 0 | Vesthavnen | Current_operating_point | outage_line_17
|  | 0 | 0 | Auxiliary bus Viadukten 1 | Current_operating_point | outage_line_17
|  | 0 | 0 | Auxiliary bus Viadukten 2 | Current_operating_point | outage_line_17
|  | 0 | 0 | Auxiliary bus Viadukten 3 | Current_operating_point | outage_line_17
1.0257 | -0.84381 | 0 | 0 | BOR HAS split 1 | Current_operating_point | outage_line_17
1.0258 | -0.86097 | 0 | 0 | BOR HAS split 2 | Current_operating_point | outage_line_17
1.0216 | -0.61791 | 0 | 0 | Borrby | Current_operating_point | outage_line_17
0.91 | 0 | -5.1289 | 13.2509 | Tomelilla | Current_operating_point | outage_line_17
|  | 0 | 0 | Vaerket Blok 6 | Current_operating_point | outage_line_17
|  | 0 | 0 | Vaerket Blok 5 | Current_operating_point | outage_line_17
|  | 0 | 0 | Vaerket Diesler | Current_operating_point | outage_line_17
|  | 0 | 0 | Vaer N | Current_operating_point | outage_line_17
|  | 0 | 0 | Dampværk A | Current_operating_point | outage_line_17
|  | 0 | 0 | Dampværk B | Current_operating_point | outage_line_17
|  | 0 | 0 | Aux bus trafo DMP | Current_operating_point | outage_line_17
|  | 0 | 0 | Aux bus trafo DMP 2 | Current_operating_point | outage_line_17
|  | 0 | 0 | Snorrebakken 10 kV | Current_operating_point | outage_line_17
1.0269 | -1.8436 | 0 | 0 | Aux bus trafo HASLE | Current_operating_point | outage_line_17
1.0269 | -1.8436 | 0 | 0 | Aux bus trafo HASLE | Current_operating_point | outage_line_17
1.079 | -2.511 | 1.3636 | -0.48143 | Hasle 10 kV | Current_operating_point | outage_line_17
1.0239 | -3.2806 | 1.3561 | 0.10019 | Olsker 10 kV | Current_operating_point | outage_line_17
1.0789 | -2.6586 | 1.5343 | -0.73911 | Østerlars 10 kV | Current_operating_point | outage_line_17
|  | 0 | 0 | Åkirkeby 10 kV | Current_operating_point | outage_line_17
|  | 0 | 0 | Nexø 10 kV | Current_operating_point | outage_line_17
|  | 0 | 0 | Bodilsker 10 kV | Current_operating_point | outage_line_17
|  | 0 | 0 | Rønne Syd 10 kV | Current_operating_point | outage_line_17
1.0847 | -2.3961 | 0.64251 | -1.1129 | Allinge 10 kV | Current_operating_point | outage_line_17
|  | 0 | 0 | Svaneke 10 kV | Current_operating_point | outage_line_17
|  | 0 | 0 | Viadukten 10 kV | Current_operating_point | outage_line_17
|  | 0 | 0 | Auxiliary bus Viadukten 4 | Current_operating_point | outage_line_17
|  | 0 | 0 | Rønne Nord 10 kV | Current_operating_point | outage_line_17
|  | 0 | 0 | Poulsker 10 kV | Current_operating_point | outage_line_17
1 | 0 | -6.1478e-07 | -0.045549 | Vesthavnen 10 kV | Current_operating_point | outage_line_17
|  | 0 | 0 | Gudhjem 10 kV | Current_operating_point | outage_line_17
1.0272 | -1.4675 | 0 | 0 | Hasle A | Current_operating_point | outage_line_18
|  | 0 | 0 | Hasle B | Current_operating_point | outage_line_18
|  | 0 | 0 | Snorrebakken | Current_operating_point | outage_line_18
|  | 0 | 0 | Olsker | Current_operating_point | outage_line_18
|  | 0 | 0 | Ronne Nord | Current_operating_point | outage_line_18
1.0273 | -1.4565 | 0 | 0 | BOR-HAS split 3 | Current_operating_point | outage_line_18
1.0275 | -1.6144 | 0 | 0 | Allinge | Current_operating_point | outage_line_18
|  | 0 | 0 | Svaneke | Current_operating_point | outage_line_18
|  | 0 | 0 | Nexo | Current_operating_point | outage_line_18
|  | 0 | 0 | Bodilsker | Current_operating_point | outage_line_18
|  | 0 | 0 | Poulsker | Current_operating_point | outage_line_18
|  | 0 | 0 | Aakirkeby | Current_operating_point | outage_line_18
|  | 0 | 0 | Dalslunde | Current_operating_point | outage_line_18
|  | 0 | 0 | Osterlars | Current_operating_point | outage_line_18
1.0274 | -1.5897 | 0 | 0 | Olsker | Current_operating_point | outage_line_18
|  | 0 | 0 | Gudhjem | Current_operating_point | outage_line_18
|  | 0 | 0 | Viadukten A | Current_operating_point | outage_line_18
|  | 0 | 0 | Viadukten B | Current_operating_point | outage_line_18
|  | 0 | 0 | Ronne Syd | Current_operating_point | outage_line_18
|  | 0 | 0 | Vaerket A | Current_operating_point | outage_line_18
|  | 0 | 0 | Vaerket B | Current_operating_point | outage_line_18
0.95435 | 0.00077334 | 0 | 0 | Vesthavnen | Current_operating_point | outage_line_18
|  | 0 | 0 | Auxiliary bus Viadukten 1 | Current_operating_point | outage_line_18
|  | 0 | 0 | Auxiliary bus Viadukten 2 | Current_operating_point | outage_line_18
|  | 0 | 0 | Auxiliary bus Viadukten 3 | Current_operating_point | outage_line_18
1.0244 | -0.63165 | 0 | 0 | BOR HAS split 1 | Current_operating_point | outage_line_18
1.0246 | -0.6466 | 0 | 0 | BOR HAS split 2 | Current_operating_point | outage_line_18
1.0204 | -0.44491 | 0 | 0 | Borrby | Current_operating_point | outage_line_18
0.91 | 0 | -3.5406 | 12.5583 | Tomelilla | Current_operating_point | outage_line_18
|  | 0 | 0 | Vaerket Blok 6 | Current_operating_point | outage_line_18
|  | 0 | 0 | Vaerket Blok 5 | Current_operating_point | outage_line_18
|  | 0 | 0 | Vaerket Diesler | Current_operating_point | outage_line_18
|  | 0 | 0 | Vaer N | Current_operating_point | outage_line_18
|  | 0 | 0 | Dampværk A | Current_operating_point | outage_line_18
|  | 0 | 0 | Dampværk B | Current_operating_point | outage_line_18
|  | 0 | 0 | Aux bus trafo DMP | Current_operating_point | outage_line_18
|  | 0 | 0 | Aux bus trafo DMP 2 | Current_operating_point | outage_line_18
|  | 0 | 0 | Snorrebakken 10 kV | Current_operating_point | outage_line_18
1.0272 | -1.4675 | 0 | 0 | Aux bus trafo HASLE | Current_operating_point | outage_line_18
1.0272 | -1.4675 | 0 | 0 | Aux bus trafo HASLE | Current_operating_point | outage_line_18
1.0794 | -2.1344 | 1.3636 | -0.48143 | Hasle 10 kV | Current_operating_point | outage_line_18
1.0245 | -2.8234 | 1.3561 | 0.10019 | Olsker 10 kV | Current_operating_point | outage_line_18
|  | 0 | 0 | Østerlars 10 kV | Current_operating_point | outage_line_18
|  | 0 | 0 | Åkirkeby 10 kV | Current_operating_point | outage_line_18
|  | 0 | 0 | Nexø 10 kV | Current_operating_point | outage_line_18
|  | 0 | 0 | Bodilsker 10 kV | Current_operating_point | outage_line_18
|  | 0 | 0 | Rønne Syd 10 kV | Current_operating_point | outage_line_18
1.0852 | -1.9398 | 0.64251 | -1.1129 | Allinge 10 kV | Current_operating_point | outage_line_18
|  | 0 | 0 | Svaneke 10 kV | Current_operating_point | outage_line_18
|  | 0 | 0 | Viadukten 10 kV | Current_operating_point | outage_line_18
|  | 0 | 0 | Auxiliary bus Viadukten 4 | Current_operating_point | outage_line_18
|  | 0 | 0 | Rønne Nord 10 kV | Current_operating_point | outage_line_18
|  | 0 | 0 | Poulsker 10 kV | Current_operating_point | outage_line_18
1 | 0 | -6.1478e-07 | -0.045549 | Vesthavnen 10 kV | Current_operating_point | outage_line_18
|  | 0 | 0 | Gudhjem 10 kV | Current_operating_point | outage_line_18
1.0222 | -1.1556 | 0 | 0 | Hasle A | Current_operating_point | outage_line_19
|  | 0 | 0 | Hasle B | Current_operating_point | outage_line_19
|  | 0 | 0 | Snorrebakken | Current_operating_point | outage_line_19
|  | 0 | 0 | Olsker | Current_operating_point | outage_line_19
|  | 0 | 0 | Ronne Nord | Current_operating_point | outage_line_19
1.0223 | -1.1494 | 0 | 0 | BOR-HAS split 3 | Current_operating_point | outage_line_19
|  | 0 | 0 | Allinge | Current_operating_point | outage_line_19
|  | 0 | 0 | Svaneke | Current_operating_point | outage_line_19
|  | 0 | 0 | Nexo | Current_operating_point | outage_line_19
|  | 0 | 0 | Bodilsker | Current_operating_point | outage_line_19
|  | 0 | 0 | Poulsker | Current_operating_point | outage_line_19
|  | 0 | 0 | Aakirkeby | Current_operating_point | outage_line_19
|  | 0 | 0 | Dalslunde | Current_operating_point | outage_line_19
|  | 0 | 0 | Osterlars | Current_operating_point | outage_line_19
1.0215 | -1.2048 | 0 | 0 | Olsker | Current_operating_point | outage_line_19
|  | 0 | 0 | Gudhjem | Current_operating_point | outage_line_19
|  | 0 | 0 | Viadukten A | Current_operating_point | outage_line_19
|  | 0 | 0 | Viadukten B | Current_operating_point | outage_line_19
|  | 0 | 0 | Ronne Syd | Current_operating_point | outage_line_19
|  | 0 | 0 | Vaerket A | Current_operating_point | outage_line_19
|  | 0 | 0 | Vaerket B | Current_operating_point | outage_line_19
0.95435 | 0.00077334 | 0 | 0 | Vesthavnen | Current_operating_point | outage_line_19
|  | 0 | 0 | Auxiliary bus Viadukten 1 | Current_operating_point | outage_line_19
|  | 0 | 0 | Auxiliary bus Viadukten 2 | Current_operating_point | outage_line_19
|  | 0 | 0 | Auxiliary bus Viadukten 3 | Current_operating_point | outage_line_19
1.0205 | -0.51793 | 0 | 0 | BOR HAS split 1 | Current_operating_point | outage_line_19
1.0206 | -0.53049 | 0 | 0 | BOR HAS split 2 | Current_operating_point | outage_line_19
1.017 | -0.36165 | 0 | 0 | Borrby | Current_operating_point | outage_line_19
0.91 | 0 | -2.8413 | 10.7686 | Tomelilla | Current_operating_point | outage_line_19
|  | 0 | 0 | Vaerket Blok 6 | Current_operating_point | outage_line_19
|  | 0 | 0 | Vaerket Blok 5 | Current_operating_point | outage_line_19
|  | 0 | 0 | Vaerket Diesler | Current_operating_point | outage_line_19
|  | 0 | 0 | Vaer N | Current_operating_point | outage_line_19
|  | 0 | 0 | Dampværk A | Current_operating_point | outage_line_19
|  | 0 | 0 | Dampværk B | Current_operating_point | outage_line_19
|  | 0 | 0 | Aux bus trafo DMP | Current_operating_point | outage_line_19
|  | 0 | 0 | Aux bus trafo DMP 2 | Current_operating_point | outage_line_19
|  | 0 | 0 | Snorrebakken 10 kV | Current_operating_point | outage_line_19
1.0222 | -1.1556 | 0 | 0 | Aux bus trafo HASLE | Current_operating_point | outage_line_19
1.0222 | -1.1556 | 0 | 0 | Aux bus trafo HASLE | Current_operating_point | outage_line_19
1.0742 | -1.8291 | 1.3636 | -0.48143 | Hasle 10 kV | Current_operating_point | outage_line_19
1.0185 | -2.453 | 1.3561 | 0.10019 | Olsker 10 kV | Current_operating_point | outage_line_19
|  | 0 | 0 | Østerlars 10 kV | Current_operating_point | outage_line_19
|  | 0 | 0 | Åkirkeby 10 kV | Current_operating_point | outage_line_19
|  | 0 | 0 | Nexø 10 kV | Current_operating_point | outage_line_19
|  | 0 | 0 | Bodilsker 10 kV | Current_operating_point | outage_line_19
|  | 0 | 0 | Rønne Syd 10 kV | Current_operating_point | outage_line_19
|  | 0 | 0 | Allinge 10 kV | Current_operating_point | outage_line_19
|  | 0 | 0 | Svaneke 10 kV | Current_operating_point | outage_line_19
|  | 0 | 0 | Viadukten 10 kV | Current_operating_point | outage_line_19
|  | 0 | 0 | Auxiliary bus Viadukten 4 | Current_operating_point | outage_line_19
|  | 0 | 0 | Rønne Nord 10 kV | Current_operating_point | outage_line_19
|  | 0 | 0 | Poulsker 10 kV | Current_operating_point | outage_line_19
1 | 0 | -6.1478e-07 | -0.045549 | Vesthavnen 10 kV | Current_operating_point | outage_line_19
|  | 0 | 0 | Gudhjem 10 kV | Current_operating_point | outage_line_19
1.0251 | -0.90249 | 0 | 0 | Hasle A | Current_operating_point | outage_line_20
|  | 0 | 0 | Hasle B | Current_operating_point | outage_line_20
|  | 0 | 0 | Snorrebakken | Current_operating_point | outage_line_20
|  | 0 | 0 | Olsker | Current_operating_point | outage_line_20
|  | 0 | 0 | Ronne Nord | Current_operating_point | outage_line_20
1.0251 | -0.89874 | 0 | 0 | BOR-HAS split 3 | Current_operating_point | outage_line_20
|  | 0 | 0 | Allinge | Current_operating_point | outage_line_20
|  | 0 | 0 | Svaneke | Current_operating_point | outage_line_20
|  | 0 | 0 | Nexo | Current_operating_point | outage_line_20
|  | 0 | 0 | Bodilsker | Current_operating_point | outage_line_20
|  | 0 | 0 | Poulsker | Current_operating_point | outage_line_20
|  | 0 | 0 | Aakirkeby | Current_operating_point | outage_line_20
|  | 0 | 0 | Dalslunde | Current_operating_point | outage_line_20
|  | 0 | 0 | Osterlars | Current_operating_point | outage_line_20
|  | 0 | 0 | Olsker | Current_operating_point | outage_line_20
|  | 0 | 0 | Gudhjem | Current_operating_point | outage_line_20
|  | 0 | 0 | Viadukten A | Current_operating_point | outage_line_20
|  | 0 | 0 | Viadukten B | Current_operating_point | outage_line_20
|  | 0 | 0 | Ronne Syd | Current_operating_point | outage_line_20
|  | 0 | 0 | Vaerket A | Current_operating_point | outage_line_20
|  | 0 | 0 | Vaerket B | Current_operating_point | outage_line_20
0.95435 | 0.00077334 | 0 | 0 | Vesthavnen | Current_operating_point | outage_line_20
|  | 0 | 0 | Auxiliary bus Viadukten 1 | Current_operating_point | outage_line_20
|  | 0 | 0 | Auxiliary bus Viadukten 2 | Current_operating_point | outage_line_20
|  | 0 | 0 | Auxiliary bus Viadukten 3 | Current_operating_point | outage_line_20
1.0211 | -0.34428 | 0 | 0 | BOR HAS split 1 | Current_operating_point | outage_line_20
1.0213 | -0.35562 | 0 | 0 | BOR HAS split 2 | Current_operating_point | outage_line_20
1.0174 | -0.21553 | 0 | 0 | Borrby | Current_operating_point | outage_line_20
0.91 | 0 | -1.4752 | 10.89 | Tomelilla | Current_operating_point | outage_line_20
|  | 0 | 0 | Vaerket Blok 6 | Current_operating_point | outage_line_20
|  | 0 | 0 | Vaerket Blok 5 | Current_operating_point | outage_line_20
|  | 0 | 0 | Vaerket Diesler | Current_operating_point | outage_line_20
|  | 0 | 0 | Vaer N | Current_operating_point | outage_line_20
|  | 0 | 0 | Dampværk A | Current_operating_point | outage_line_20
|  | 0 | 0 | Dampværk B | Current_operating_point | outage_line_20
|  | 0 | 0 | Aux bus trafo DMP | Current_operating_point | outage_line_20
|  | 0 | 0 | Aux bus trafo DMP 2 | Current_operating_point | outage_line_20
|  | 0 | 0 | Snorrebakken 10 kV | Current_operating_point | outage_line_20
1.0251 | -0.90249 | 0 | 0 | Aux bus trafo HASLE | Current_operating_point | outage_line_20
1.0251 | -0.90249 | 0 | 0 | Aux bus trafo HASLE | Current_operating_point | outage_line_20
1.0772 | -1.5722 | 1.3636 | -0.48143 | Hasle 10 kV | Current_operating_point | outage_line_20
|  | 0 | 0 | Olsker 10 kV | Current_operating_point | outage_line_20
|  | 0 | 0 | Østerlars 10 kV | Current_operating_point | outage_line_20
|  | 0 | 0 | Åkirkeby 10 kV | Current_operating_point | outage_line_20
|  | 0 | 0 | Nexø 10 kV | Current_operating_point | outage_line_20
|  | 0 | 0 | Bodilsker 10 kV | Current_operating_point | outage_line_20
|  | 0 | 0 | Rønne Syd 10 kV | Current_operating_point | outage_line_20
|  | 0 | 0 | Allinge 10 kV | Current_operating_point | outage_line_20
|  | 0 | 0 | Svaneke 10 kV | Current_operating_point | outage_line_20
|  | 0 | 0 | Viadukten 10 kV | Current_operating_point | outage_line_20
|  | 0 | 0 | Auxiliary bus Viadukten 4 | Current_operating_point | outage_line_20
|  | 0 | 0 | Rønne Nord 10 kV | Current_operating_point | outage_line_20
|  | 0 | 0 | Poulsker 10 kV | Current_operating_point | outage_line_20
1 | 0 | -6.1478e-07 | -0.045549 | Vesthavnen 10 kV | Current_operating_point | outage_line_20
|  | 0 | 0 | Gudhjem 10 kV | Current_operating_point | outage_line_20
|  | 0 | 0 | Hasle A | Current_operating_point | outage_line_21
|  | 0 | 0 | Hasle B | Current_operating_point | outage_line_21
|  | 0 | 0 | Snorrebakken | Current_operating_point | outage_line_21
|  | 0 | 0 | Olsker | Current_operating_point | outage_line_21
|  | 0 | 0 | Ronne Nord | Current_operating_point | outage_line_21
1.025 | -0.56174 | 0 | 0 | BOR-HAS split 3 | Current_operating_point | outage_line_21
|  | 0 | 0 | Allinge | Current_operating_point | outage_line_21
|  | 0 | 0 | Svaneke | Current_operating_point | outage_line_21
|  | 0 | 0 | Nexo | Current_operating_point | outage_line_21
|  | 0 | 0 | Bodilsker | Current_operating_point | outage_line_21
|  | 0 | 0 | Poulsker | Current_operating_point | outage_line_21
|  | 0 | 0 | Aakirkeby | Current_operating_point | outage_line_21
|  | 0 | 0 | Dalslunde | Current_operating_point | outage_line_21
|  | 0 | 0 | Osterlars | Current_operating_point | outage_line_21
|  | 0 | 0 | Olsker | Current_operating_point | outage_line_21
|  | 0 | 0 | Gudhjem | Current_operating_point | outage_line_21
|  | 0 | 0 | Viadukten A | Current_operating_point | outage_line_21
|  | 0 | 0 | Viadukten B | Current_operating_point | outage_line_21
|  | 0 | 0 | Ronne Syd | Current_operating_point | outage_line_21
|  | 0 | 0 | Vaerket A | Current_operating_point | outage_line_21
|  | 0 | 0 | Vaerket B | Current_operating_point | outage_line_21
0.95435 | 0.00077334 | 0 | 0 | Vesthavnen | Current_operating_point | outage_line_21
|  | 0 | 0 | Auxiliary bus Viadukten 1 | Current_operating_point | outage_line_21
|  | 0 | 0 | Auxiliary bus Viadukten 2 | Current_operating_point | outage_line_21
|  | 0 | 0 | Auxiliary bus Viadukten 3 | Current_operating_point | outage_line_21
1.0198 | -0.15625 | 0 | 0 | BOR HAS split 1 | Current_operating_point | outage_line_21
1.02 | -0.16554 | 0 | 0 | BOR HAS split 2 | Current_operating_point | outage_line_21
1.0161 | -0.063106 | 0 | 0 | Borrby | Current_operating_point | outage_line_21
0.91 | 0 | -0.091414 | 10.1561 | Tomelilla | Current_operating_point | outage_line_21
|  | 0 | 0 | Vaerket Blok 6 | Current_operating_point | outage_line_21
|  | 0 | 0 | Vaerket Blok 5 | Current_operating_point | outage_line_21
|  | 0 | 0 | Vaerket Diesler | Current_operating_point | outage_line_21
|  | 0 | 0 | Vaer N | Current_operating_point | outage_line_21
|  | 0 | 0 | Dampværk A | Current_operating_point | outage_line_21
|  | 0 | 0 | Dampværk B | Current_operating_point | outage_line_21
|  | 0 | 0 | Aux bus trafo DMP | Current_operating_point | outage_line_21
|  | 0 | 0 | Aux bus trafo DMP 2 | Current_operating_point | outage_line_21
|  | 0 | 0 | Snorrebakken 10 kV | Current_operating_point | outage_line_21
|  | 0 | 0 | Aux bus trafo HASLE | Current_operating_point | outage_line_21
|  | 0 | 0 | Aux bus trafo HASLE | Current_operating_point | outage_line_21
|  | 0 | 0 | Hasle 10 kV | Current_operating_point | outage_line_21
|  | 0 | 0 | Olsker 10 kV | Current_operating_point | outage_line_21
|  | 0 | 0 | Østerlars 10 kV | Current_operating_point | outage_line_21
|  | 0 | 0 | Åkirkeby 10 kV | Current_operating_point | outage_line_21
|  | 0 | 0 | Nexø 10 kV | Current_operating_point | outage_line_21
|  | 0 | 0 | Bodilsker 10 kV | Current_operating_point | outage_line_21
|  | 0 | 0 | Rønne Syd 10 kV | Current_operating_point | outage_line_21
|  | 0 | 0 | Allinge 10 kV | Current_operating_point | outage_line_21
|  | 0 | 0 | Svaneke 10 kV | Current_operating_point | outage_line_21
|  | 0 | 0 | Viadukten 10 kV | Current_operating_point | outage_line_21
|  | 0 | 0 | Auxiliary bus Viadukten 4 | Current_operating_point | outage_line_21
|  | 0 | 0 | Rønne Nord 10 kV | Current_operating_point | outage_line_21
|  | 0 | 0 | Poulsker 10 kV | Current_operating_point | outage_line_21
1 | 0 | -6.1476e-07 | -0.045549 | Vesthavnen 10 kV | Current_operating_point | outage_line_21
|  | 0 | 0 | Gudhjem 10 kV | Current_operating_point | outage_line_21
|  | 0 | 0 | Hasle A | Current_operating_point | outage_line_22
|  | 0 | 0 | Hasle B | Current_operating_point | outage_line_22
|  | 0 | 0 | Snorrebakken | Current_operating_point | outage_line_22
|  | 0 | 0 | Olsker | Current_operating_point | outage_line_22
|  | 0 | 0 | Ronne Nord | Current_operating_point | outage_line_22
|  | 0 | 0 | BOR-HAS split 3 | Current_operating_point | outage_line_22
|  | 0 | 0 | Allinge | Current_operating_point | outage_line_22
|  | 0 | 0 | Svaneke | Current_operating_point | outage_line_22
|  | 0 | 0 | Nexo | Current_operating_point | outage_line_22
|  | 0 | 0 | Bodilsker | Current_operating_point | outage_line_22
|  | 0 | 0 | Poulsker | Current_operating_point | outage_line_22
|  | 0 | 0 | Aakirkeby | Current_operating_point | outage_line_22
|  | 0 | 0 | Dalslunde | Current_operating_point | outage_line_22
|  | 0 | 0 | Osterlars | Current_operating_point | outage_line_22
|  | 0 | 0 | Olsker | Current_operating_point | outage_line_22
|  | 0 | 0 | Gudhjem | Current_operating_point | outage_line_22
|  | 0 | 0 | Viadukten A | Current_operating_point | outage_line_22
|  | 0 | 0 | Viadukten B | Current_operating_point | outage_line_22
|  | 0 | 0 | Ronne Syd | Current_operating_point | outage_line_22
|  | 0 | 0 | Vaerket A | Current_operating_point | outage_line_22
|  | 0 | 0 | Vaerket B | Current_operating_point | outage_line_22
0.95435 | 0.00077334 | 0 | 0 | Vesthavnen | Current_operating_point | outage_line_22
|  | 0 | 0 | Auxiliary bus Viadukten 1 | Current_operating_point | outage_line_22
|  | 0 | 0 | Auxiliary bus Viadukten 2 | Current_operating_point | outage_line_22
|  | 0 | 0 | Auxiliary bus Viadukten 3 | Current_operating_point | outage_line_22
0.99854 | -0.011111 | 0 | 0 | BOR HAS split 1 | Current_operating_point | outage_line_22
|  | 0 | 0 | BOR HAS split 2 | Current_operating_point | outage_line_22
0.99836 | -0.0065948 | 0 | 0 | Borrby | Current_operating_point | outage_line_22
0.91 | 0 | -0.031052 | 0.84544 | Tomelilla | Current_operating_point | outage_line_22
|  | 0 | 0 | Vaerket Blok 6 | Current_operating_point | outage_line_22
|  | 0 | 0 | Vaerket Blok 5 | Current_operating_point | outage_line_22
|  | 0 | 0 | Vaerket Diesler | Current_operating_point | outage_line_22
|  | 0 | 0 | Vaer N | Current_operating_point | outage_line_22
|  | 0 | 0 | Dampværk A | Current_operating_point | outage_line_22
|  | 0 | 0 | Dampværk B | Current_operating_point | outage_line_22
|  | 0 | 0 | Aux bus trafo DMP | Current_operating_point | outage_line_22
|  | 0 | 0 | Aux bus trafo DMP 2 | Current_operating_point | outage_line_22
|  | 0 | 0 | Snorrebakken 10 kV | Current_operating_point | outage_line_22
|  | 0 | 0 | Aux bus trafo HASLE | Current_operating_point | outage_line_22
|  | 0 | 0 | Aux bus trafo HASLE | Current_operating_point | outage_line_22
|  | 0 | 0 | Hasle 10 kV | Current_operating_point | outage_line_22
|  | 0 | 0 | Olsker 10 kV | Current_operating_point | outage_line_22
|  | 0 | 0 | Østerlars 10 kV | Current_operating_point | outage_line_22
|  | 0 | 0 | Åkirkeby 10 kV | Current_operating_point | outage_line_22
|  | 0 | 0 | Nexø 10 kV | Current_operating_point | outage_line_22
|  | 0 | 0 | Bodilsker 10 kV | Current_operating_point | outage_line_22
|  | 0 | 0 | Rønne Syd 10 kV | Current_operating_point | outage_line_22
|  | 0 | 0 | Allinge 10 kV | Current_operating_point | outage_line_22
|  | 0 | 0 | Svaneke 10 kV | Current_operating_point | outage_line_22
|  | 0 | 0 | Viadukten 10 kV | Current_operating_point | outage_line_22
|  | 0 | 0 | Auxiliary bus Viadukten 4 | Current_operating_point | outage_line_22
|  | 0 | 0 | Rønne Nord 10 kV | Current_operating_point | outage_line_22
|  | 0 | 0 | Poulsker 10 kV | Current_operating_point | outage_line_22
1 | 0 | -6.1476e-07 | -0.045549 | Vesthavnen 10 kV | Current_operating_point | outage_line_22
|  | 0 | 0 | Gudhjem 10 kV | Current_operating_point | outage_line_22
0.96491 | -1.8044 | 0 | 0 | Hasle A | Scenario_0 | outage_line_0
|  | 0 | 0 | Hasle B | Scenario_0 | outage_line_0
0.96055 | -1.7273 | 0 | 0 | Snorrebakken | Scenario_0 | outage_line_0
|  | 0 | 0 | Olsker | Scenario_0 | outage_line_0
0.96145 | -1.7281 | 0 | 0 | Ronne Nord | Scenario_0 | outage_line_0
0.96571 | -1.8019 | 0 | 0 | BOR-HAS split 3 | Scenario_0 | outage_line_0
0.96031 | -1.9972 | 0 | 0 | Allinge | Scenario_0 | outage_line_0
0.95276 | -2.3192 | 0 | 0 | Svaneke | Scenario_0 | outage_line_0
0.95261 | -2.3144 | 0 | 0 | Nexo | Scenario_0 | outage_line_0
0.95317 | -2.2743 | 0 | 0 | Bodilsker | Scenario_0 | outage_line_0
0.9527 | -2.2891 | 0 | 0 | Poulsker | Scenario_0 | outage_line_0
0.95639 | -1.9965 | 0 | 0 | Aakirkeby | Scenario_0 | outage_line_0
0.95365 | -2.3036 | 0 | 0 | Dalslunde | Scenario_0 | outage_line_0
0.95583 | -2.2598 | 0 | 0 | Osterlars | Scenario_0 | outage_line_0
0.96069 | -2.0059 | 0 | 0 | Olsker | Scenario_0 | outage_line_0
0.95564 | -2.2786 | 0 | 0 | Gudhjem | Scenario_0 | outage_line_0
0.96087 | -1.7208 | 0 | 0 | Viadukten A | Scenario_0 | outage_line_0
|  | 0 | 0 | Viadukten B | Scenario_0 | outage_line_0
0.96045 | -1.7178 | 0 | 0 | Ronne Syd | Scenario_0 | outage_line_0
0.96083 | -1.718 | 0 | 0 | Vaerket A | Scenario_0 | outage_line_0
|  | 0 | 0 | Vaerket B | Scenario_0 | outage_line_0
0.96118 | -1.7148 | 0 | 0 | Vesthavnen | Scenario_0 | outage_line_0
0.96087 | -1.7208 | 0 | 0 | Auxiliary bus Viadukten 1 | Scenario_0 | outage_line_0
0.96087 | -1.7208 | 0 | 0 | Auxiliary bus Viadukten 2 | Scenario_0 | outage_line_0
0.96087 | -1.7208 | 0 | 0 | Auxiliary bus Viadukten 3 | Scenario_0 | outage_line_0
0.99135 | -1.5653 | 0 | 0 | BOR HAS split 1 | Scenario_0 | outage_line_0
0.99111 | -1.5758 | 0 | 0 | BOR HAS split 2 | Scenario_0 | outage_line_0
0.99381 | -1.3138 | 0 | 0 | Borrby | Scenario_0 | outage_line_0
0.91 | 0 | -12.0212 | -1.0823 | Tomelilla | Scenario_0 | outage_line_0
|  | 0 | 0 | Vaerket Blok 6 | Scenario_0 | outage_line_0
|  | 0 | 0 | Vaerket Blok 5 | Scenario_0 | outage_line_0
|  | 0 | 0 | Vaerket Diesler | Scenario_0 | outage_line_0
|  | 0 | 0 | Vaer N | Scenario_0 | outage_line_0
0.99389 | -1.699 | 0 | 3.9513 | Dampværk A | Scenario_0 | outage_line_0
0.99389 | -1.699 | 0 | 0 | Dampværk B | Scenario_0 | outage_line_0
0.99389 | -1.699 | 0 | 0 | Aux bus trafo DMP | Scenario_0 | outage_line_0
0.99389 | -1.699 | 0.033504 | 0 | Aux bus trafo DMP 2 | Scenario_0 | outage_line_0
1.0001 | -2.4922 | 1.4839 | 0.5239 | Snorrebakken 10 kV | Scenario_0 | outage_line_0
0.96491 | -1.8044 | 0 | 0 | Aux bus trafo HASLE | Scenario_0 | outage_line_0
0.96491 | -1.8044 | 0 | 0 | Aux bus trafo HASLE | Scenario_0 | outage_line_0
1.0046 | -2.5997 | 1.4839 | 0.5239 | Hasle 10 kV | Scenario_0 | outage_line_0
0.95744 | -3.4455 | 1.3827 | 0.10215 | Olsker 10 kV | Scenario_0 | outage_line_0
0.99626 | -2.786 | 1.5451 | 0.74434 | Østerlars 10 kV | Scenario_0 | outage_line_0
0.99951 | -2.0705 | 0.3066 | 0.53104 | Åkirkeby 10 kV | Scenario_0 | outage_line_0
0.99599 | -3.5072 | 2.3307 | 0.10288 | Nexø 10 kV | Scenario_0 | outage_line_0
0.97476 | -2.299 | 0.22575 | 2.8258 | Bodilsker 10 kV | Scenario_0 | outage_line_0
0.95894 | -1.9027 | 0.71235 | 4.9121 | Rønne Syd 10 kV | Scenario_0 | outage_line_0
0.99285 | -2.3539 | 0.77566 | 1.3435 | Allinge 10 kV | Scenario_0 | outage_line_0
0.98251 | -3.0754 | 1.5268 | 1.5573 | Svaneke 10 kV | Scenario_0 | outage_line_0
0.99884 | -1.9312 | 0.48612 | 0.84199 | Viadukten 10 kV | Scenario_0 | outage_line_0
0.96087 | -1.7208 | 0 | 0 | Auxiliary bus Viadukten 4 | Scenario_0 | outage_line_0
0.99755 | -1.9881 | 0.60271 | 1.0439 | Rønne Nord 10 kV | Scenario_0 | outage_line_0
0.99235 | -2.9092 | 1.2422 | 0.51814 | Poulsker 10 kV | Scenario_0 | outage_line_0
1 | 0 | -3.3329 | 0.93285 | Vesthavnen 10 kV | Scenario_0 | outage_line_0
0.95233 | -2.9814 | 0.691 | 0.1504 | Gudhjem 10 kV | Scenario_0 | outage_line_0
0.96507 | -1.5558 | 0 | 0 | Hasle A | Scenario_0 | outage_line_1
|  | 0 | 0 | Hasle B | Scenario_0 | outage_line_1
|  | 0 | 0 | Snorrebakken | Scenario_0 | outage_line_1
|  | 0 | 0 | Olsker | Scenario_0 | outage_line_1
0.96173 | -1.4581 | 0 | 0 | Ronne Nord | Scenario_0 | outage_line_1
0.96585 | -1.5564 | 0 | 0 | BOR-HAS split 3 | Scenario_0 | outage_line_1
0.96049 | -1.7454 | 0 | 0 | Allinge | Scenario_0 | outage_line_1
0.953 | -2.0561 | 0 | 0 | Svaneke | Scenario_0 | outage_line_1
0.95285 | -2.0507 | 0 | 0 | Nexo | Scenario_0 | outage_line_1
0.95342 | -2.0102 | 0 | 0 | Bodilsker | Scenario_0 | outage_line_1
0.95295 | -2.0251 | 0 | 0 | Poulsker | Scenario_0 | outage_line_1
0.95666 | -1.7274 | 0 | 0 | Aakirkeby | Scenario_0 | outage_line_1
0.95388 | -2.041 | 0 | 0 | Dalslunde | Scenario_0 | outage_line_1
0.95604 | -2.0018 | 0 | 0 | Osterlars | Scenario_0 | outage_line_1
0.96086 | -1.7541 | 0 | 0 | Olsker | Scenario_0 | outage_line_1
0.95585 | -2.0206 | 0 | 0 | Gudhjem | Scenario_0 | outage_line_1
0.96117 | -1.4473 | 0 | 0 | Viadukten A | Scenario_0 | outage_line_1
|  | 0 | 0 | Viadukten B | Scenario_0 | outage_line_1
0.96074 | -1.4437 | 0 | 0 | Ronne Syd | Scenario_0 | outage_line_1
0.96113 | -1.4423 | 0 | 0 | Vaerket A | Scenario_0 | outage_line_1
|  | 0 | 0 | Vaerket B | Scenario_0 | outage_line_1
0.96146 | -1.4427 | 0 | 0 | Vesthavnen | Scenario_0 | outage_line_1
0.96117 | -1.4473 | 0 | 0 | Auxiliary bus Viadukten 1 | Scenario_0 | outage_line_1
0.96117 | -1.4473 | 0 | 0 | Auxiliary bus Viadukten 2 | Scenario_0 | outage_line_1
0.96117 | -1.4473 | 0 | 0 | Auxiliary bus Viadukten 3 | Scenario_0 | outage_line_1
0.99054 | -1.4303 | 0 | 0 | BOR HAS split 1 | Scenario_0 | outage_line_1
0.9903 | -1.4393 | 0 | 0 | BOR HAS split 2 | Scenario_0 | outage_line_1
0.99301 | -1.2046 | 0 | 0 | Borrby | Scenario_0 | outage_line_1
0.91 | 0 | -11.0411 | -1.5251 | Tomelilla | Scenario_0 | outage_line_1
|  | 0 | 0 | Vaerket Blok 6 | Scenario_0 | outage_line_1
|  | 0 | 0 | Vaerket Blok 5 | Scenario_0 | outage_line_1
|  | 0 | 0 | Vaerket Diesler | Scenario_0 | outage_line_1
|  | 0 | 0 | Vaer N | Scenario_0 | outage_line_1
0.99421 | -1.4234 | 0 | 3.9538 | Dampværk A | Scenario_0 | outage_line_1
0.99421 | -1.4234 | 0 | 0 | Dampværk B | Scenario_0 | outage_line_1
0.99421 | -1.4234 | 0 | 0 | Aux bus trafo DMP | Scenario_0 | outage_line_1
0.99421 | -1.4234 | 0.033504 | 0 | Aux bus trafo DMP 2 | Scenario_0 | outage_line_1
|  | 0 | 0 | Snorrebakken 10 kV | Scenario_0 | outage_line_1
0.96507 | -1.5558 | 0 | 0 | Aux bus trafo HASLE | Scenario_0 | outage_line_1
0.96507 | -1.5558 | 0 | 0 | Aux bus trafo HASLE | Scenario_0 | outage_line_1
1.0048 | -2.3509 | 1.4839 | 0.5239 | Hasle 10 kV | Scenario_0 | outage_line_1
0.95761 | -3.1932 | 1.3827 | 0.10215 | Olsker 10 kV | Scenario_0 | outage_line_1
0.99648 | -2.5278 | 1.5451 | 0.74434 | Østerlars 10 kV | Scenario_0 | outage_line_1
0.99979 | -1.8014 | 0.3066 | 0.53104 | Åkirkeby 10 kV | Scenario_0 | outage_line_1
0.99624 | -3.2428 | 2.3307 | 0.10288 | Nexø 10 kV | Scenario_0 | outage_line_1
0.97501 | -2.0349 | 0.22575 | 2.8268 | Bodilsker 10 kV | Scenario_0 | outage_line_1
0.95924 | -1.6284 | 0.71235 | 4.9144 | Rønne Syd 10 kV | Scenario_0 | outage_line_1
0.99304 | -2.102 | 0.77566 | 1.3435 | Allinge 10 kV | Scenario_0 | outage_line_1
0.98276 | -2.8119 | 1.5268 | 1.5573 | Svaneke 10 kV | Scenario_0 | outage_line_1
0.99916 | -1.6576 | 0.48612 | 0.84199 | Viadukten 10 kV | Scenario_0 | outage_line_1
0.96117 | -1.4473 | 0 | 0 | Auxiliary bus Viadukten 4 | Scenario_0 | outage_line_1
0.99784 | -1.7179 | 0.60271 | 1.0439 | Rønne Nord 10 kV | Scenario_0 | outage_line_1
0.9926 | -2.6449 | 1.2422 | 0.51814 | Poulsker 10 kV | Scenario_0 | outage_line_1
1 | 0 | -2.7942 | 0.9443 | Vesthavnen 10 kV | Scenario_0 | outage_line_1
0.95254 | -2.7232 | 0.691 | 0.1504 | Gudhjem 10 kV | Scenario_0 | outage_line_1
0.96392 | -1.536 | 0 | 0 | Hasle A | Scenario_0 | outage_line_2
|  | 0 | 0 | Hasle B | Scenario_0 | outage_line_2
|  | 0 | 0 | Snorrebakken | Scenario_0 | outage_line_2
|  | 0 | 0 | Olsker | Scenario_0 | outage_line_2
0.96052 | -1.4352 | 0 | 0 | Ronne Nord | Scenario_0 | outage_line_2
0.96472 | -1.5372 | 0 | 0 | BOR-HAS split 3 | Scenario_0 | outage_line_2
0.95927 | -1.7253 | 0 | 0 | Allinge | Scenario_0 | outage_line_2
0.95153 | -2.034 | 0 | 0 | Svaneke | Scenario_0 | outage_line_2
0.95138 | -2.0285 | 0 | 0 | Nexo | Scenario_0 | outage_line_2
0.95194 | -1.9879 | 0 | 0 | Bodilsker | Scenario_0 | outage_line_2
0.95147 | -2.0027 | 0 | 0 | Poulsker | Scenario_0 | outage_line_2
0.9551 | -1.7034 | 0 | 0 | Aakirkeby | Scenario_0 | outage_line_2
0.95243 | -2.0192 | 0 | 0 | Dalslunde | Scenario_0 | outage_line_2
0.95468 | -1.9809 | 0 | 0 | Osterlars | Scenario_0 | outage_line_2
0.95964 | -1.734 | 0 | 0 | Olsker | Scenario_0 | outage_line_2
0.9545 | -1.9997 | 0 | 0 | Gudhjem | Scenario_0 | outage_line_2
0.95958 | -1.4212 | 0 | 0 | Viadukten A | Scenario_0 | outage_line_2
|  | 0 | 0 | Viadukten B | Scenario_0 | outage_line_2
0.95909 | -1.418 | 0 | 0 | Ronne Syd | Scenario_0 | outage_line_2
0.95933 | -1.4149 | 0 | 0 | Vaerket A | Scenario_0 | outage_line_2
|  | 0 | 0 | Vaerket B | Scenario_0 | outage_line_2
0.96064 | -1.4201 | 0 | 0 | Vesthavnen | Scenario_0 | outage_line_2
0.95958 | -1.4212 | 0 | 0 | Auxiliary bus Viadukten 1 | Scenario_0 | outage_line_2
0.95958 | -1.4212 | 0 | 0 | Auxiliary bus Viadukten 2 | Scenario_0 | outage_line_2
0.95958 | -1.4212 | 0 | 0 | Auxiliary bus Viadukten 3 | Scenario_0 | outage_line_2
0.98984 | -1.4341 | 0 | 0 | BOR HAS split 1 | Scenario_0 | outage_line_2
0.98959 | -1.4428 | 0 | 0 | BOR HAS split 2 | Scenario_0 | outage_line_2
0.99244 | -1.2098 | 0 | 0 | Borrby | Scenario_0 | outage_line_2
0.91 | 0 | -11.0968 | -1.8269 | Tomelilla | Scenario_0 | outage_line_2
|  | 0 | 0 | Vaerket Blok 6 | Scenario_0 | outage_line_2
|  | 0 | 0 | Vaerket Blok 5 | Scenario_0 | outage_line_2
|  | 0 | 0 | Vaerket Diesler | Scenario_0 | outage_line_2
|  | 0 | 0 | Vaer N | Scenario_0 | outage_line_2
0.99234 | -1.396 | 0 | 3.939 | Dampværk A | Scenario_0 | outage_line_2
0.99234 | -1.396 | 0 | 0 | Dampværk B | Scenario_0 | outage_line_2
0.99234 | -1.396 | 0 | 0 | Aux bus trafo DMP | Scenario_0 | outage_line_2
0.99234 | -1.396 | 0.033504 | 0 | Aux bus trafo DMP 2 | Scenario_0 | outage_line_2
|  | 0 | 0 | Snorrebakken 10 kV | Scenario_0 | outage_line_2
0.96392 | -1.536 | 0 | 0 | Aux bus trafo HASLE | Scenario_0 | outage_line_2
0.96392 | -1.536 | 0 | 0 | Aux bus trafo HASLE | Scenario_0 | outage_line_2
1.0036 | -2.333 | 1.4839 | 0.5239 | Hasle 10 kV | Scenario_0 | outage_line_2
0.95639 | -3.1768 | 1.3827 | 0.10215 | Olsker 10 kV | Scenario_0 | outage_line_2
0.99505 | -2.5084 | 1.5451 | 0.74434 | Østerlars 10 kV | Scenario_0 | outage_line_2
0.99815 | -1.7776 | 0.3066 | 0.53104 | Åkirkeby 10 kV | Scenario_0 | outage_line_2
0.9947 | -3.2243 | 2.3307 | 0.10288 | Nexø 10 kV | Scenario_0 | outage_line_2
0.97347 | -2.0128 | 0.22575 | 2.8208 | Bodilsker 10 kV | Scenario_0 | outage_line_2
0.95755 | -1.6038 | 0.71235 | 4.9014 | Rønne Syd 10 kV | Scenario_0 | outage_line_2
0.99174 | -2.0828 | 0.77566 | 1.3435 | Allinge 10 kV | Scenario_0 | outage_line_2
0.9812 | -2.7923 | 1.5268 | 1.5573 | Svaneke 10 kV | Scenario_0 | outage_line_2
0.99748 | -1.6322 | 0.48612 | 0.84199 | Viadukten 10 kV | Scenario_0 | outage_line_2
0.95958 | -1.4212 | 0 | 0 | Auxiliary bus Viadukten 4 | Scenario_0 | outage_line_2
0.99656 | -1.6957 | 0.60271 | 1.0439 | Rønne Nord 10 kV | Scenario_0 | outage_line_2
0.99104 | -2.6245 | 1.2422 | 0.51814 | Poulsker 10 kV | Scenario_0 | outage_line_2
1 | 0 | -2.7536 | 0.84598 | Vesthavnen 10 kV | Scenario_0 | outage_line_2
0.95118 | -2.7042 | 0.691 | 0.1504 | Gudhjem 10 kV | Scenario_0 | outage_line_2
0.96309 | -1.5217 | 0 | 0 | Hasle A | Scenario_0 | outage_line_3
|  | 0 | 0 | Hasle B | Scenario_0 | outage_line_3
|  | 0 | 0 | Snorrebakken | Scenario_0 | outage_line_3
|  | 0 | 0 | Olsker | Scenario_0 | outage_line_3
0.95964 | -1.4189 | 0 | 0 | Ronne Nord | Scenario_0 | outage_line_3
0.96389 | -1.5232 | 0 | 0 | BOR-HAS split 3 | Scenario_0 | outage_line_3
0.95838 | -1.7096 | 0 | 0 | Allinge | Scenario_0 | outage_line_3
0.95047 | -2.0132 | 0 | 0 | Svaneke | Scenario_0 | outage_line_3
0.9503 | -2.0073 | 0 | 0 | Nexo | Scenario_0 | outage_line_3
0.95086 | -1.9664 | 0 | 0 | Bodilsker | Scenario_0 | outage_line_3
0.95039 | -1.9813 | 0 | 0 | Poulsker | Scenario_0 | outage_line_3
0.95395 | -1.679 | 0 | 0 | Aakirkeby | Scenario_0 | outage_line_3
0.95137 | -1.9986 | 0 | 0 | Dalslunde | Scenario_0 | outage_line_3
0.9537 | -1.9626 | 0 | 0 | Osterlars | Scenario_0 | outage_line_3
0.95875 | -1.7184 | 0 | 0 | Olsker | Scenario_0 | outage_line_3
0.95351 | -1.9814 | 0 | 0 | Gudhjem | Scenario_0 | outage_line_3
0.95869 | -1.404 | 0 | 0 | Viadukten A | Scenario_0 | outage_line_3
|  | 0 | 0 | Viadukten B | Scenario_0 | outage_line_3
0.95788 | -1.3906 | 0 | 0 | Ronne Syd | Scenario_0 | outage_line_3
0.95754 | -1.357 | 0 | 0 | Vaerket A | Scenario_0 | outage_line_3
|  | 0 | 0 | Vaerket B | Scenario_0 | outage_line_3
0.95977 | -1.4044 | 0 | 0 | Vesthavnen | Scenario_0 | outage_line_3
0.95869 | -1.404 | 0 | 0 | Auxiliary bus Viadukten 1 | Scenario_0 | outage_line_3
0.95869 | -1.404 | 0 | 0 | Auxiliary bus Viadukten 2 | Scenario_0 | outage_line_3
0.95869 | -1.404 | 0 | 0 | Auxiliary bus Viadukten 3 | Scenario_0 | outage_line_3
0.98933 | -1.4369 | 0 | 0 | BOR HAS split 1 | Scenario_0 | outage_line_3
0.98908 | -1.4454 | 0 | 0 | BOR HAS split 2 | Scenario_0 | outage_line_3
0.99202 | -1.2135 | 0 | 0 | Borrby | Scenario_0 | outage_line_3
0.91 | 0 | -11.1372 | -2.0458 | Tomelilla | Scenario_0 | outage_line_3
|  | 0 | 0 | Vaerket Blok 6 | Scenario_0 | outage_line_3
|  | 0 | 0 | Vaerket Blok 5 | Scenario_0 | outage_line_3
|  | 0 | 0 | Vaerket Diesler | Scenario_0 | outage_line_3
|  | 0 | 0 | Vaer N | Scenario_0 | outage_line_3
0.9905 | -1.3381 | 0 | 3.9243 | Dampværk A | Scenario_0 | outage_line_3
0.9905 | -1.3381 | 0 | 0 | Dampværk B | Scenario_0 | outage_line_3
0.9905 | -1.3381 | 0 | 0 | Aux bus trafo DMP | Scenario_0 | outage_line_3
0.9905 | -1.3381 | 0.033504 | 0 | Aux bus trafo DMP 2 | Scenario_0 | outage_line_3
|  | 0 | 0 | Snorrebakken 10 kV | Scenario_0 | outage_line_3
0.96309 | -1.5217 | 0 | 0 | Aux bus trafo HASLE | Scenario_0 | outage_line_3
0.96309 | -1.5217 | 0 | 0 | Aux bus trafo HASLE | Scenario_0 | outage_line_3
1.0027 | -2.3201 | 1.4839 | 0.5239 | Hasle 10 kV | Scenario_0 | outage_line_3
0.95549 | -3.1638 | 1.3827 | 0.10215 | Olsker 10 kV | Scenario_0 | outage_line_3
0.99401 | -2.4912 | 1.5451 | 0.74434 | Østerlars 10 kV | Scenario_0 | outage_line_3
0.99695 | -1.7534 | 0.3066 | 0.53104 | Åkirkeby 10 kV | Scenario_0 | outage_line_3
0.99357 | -3.2059 | 2.3307 | 0.10288 | Nexø 10 kV | Scenario_0 | outage_line_3
0.97235 | -1.9915 | 0.22575 | 2.8165 | Bodilsker 10 kV | Scenario_0 | outage_line_3
0.95631 | -1.5774 | 0.71235 | 4.892 | Rønne Syd 10 kV | Scenario_0 | outage_line_3
0.9908 | -2.0678 | 0.77566 | 1.3435 | Allinge 10 kV | Scenario_0 | outage_line_3
0.98007 | -2.7732 | 1.5268 | 1.5573 | Svaneke 10 kV | Scenario_0 | outage_line_3
0.99654 | -1.6154 | 0.48612 | 0.84199 | Viadukten 10 kV | Scenario_0 | outage_line_3
0.95869 | -1.404 | 0 | 0 | Auxiliary bus Viadukten 4 | Scenario_0 | outage_line_3
0.99563 | -1.6799 | 0.60271 | 1.0439 | Rønne Nord 10 kV | Scenario_0 | outage_line_3
0.98991 | -2.6045 | 1.2422 | 0.51814 | Poulsker 10 kV | Scenario_0 | outage_line_3
1 | 0 | -2.7268 | 0.7422 | Vesthavnen 10 kV | Scenario_0 | outage_line_3
0.95019 | -2.6874 | 0.691 | 0.1504 | Gudhjem 10 kV | Scenario_0 | outage_line_3
0.97194 | -1.6755 | 0 | 0 | Hasle A | Scenario_0 | outage_line_4
|  | 0 | 0 | Hasle B | Scenario_0 | outage_line_4
|  | 0 | 0 | Snorrebakken | Scenario_0 | outage_line_4
|  | 0 | 0 | Olsker | Scenario_0 | outage_line_4
0.9691 | -1.5989 | 0 | 0 | Ronne Nord | Scenario_0 | outage_line_4
0.97265 | -1.6731 | 0 | 0 | BOR-HAS split 3 | Scenario_0 | outage_line_4
0.96743 | -1.867 | 0 | 0 | Allinge | Scenario_0 | outage_line_4
0.96008 | -2.1877 | 0 | 0 | Svaneke | Scenario_0 | outage_line_4
0.95993 | -2.1828 | 0 | 0 | Nexo | Scenario_0 | outage_line_4
0.96049 | -2.1429 | 0 | 0 | Bodilsker | Scenario_0 | outage_line_4
0.96002 | -2.1577 | 0 | 0 | Poulsker | Scenario_0 | outage_line_4
0.9637 | -1.8686 | 0 | 0 | Aakirkeby | Scenario_0 | outage_line_4
0.96095 | -2.1719 | 0 | 0 | Dalslunde | Scenario_0 | outage_line_4
0.96307 | -2.1278 | 0 | 0 | Osterlars | Scenario_0 | outage_line_4
0.9678 | -1.8755 | 0 | 0 | Olsker | Scenario_0 | outage_line_4
0.96289 | -2.1465 | 0 | 0 | Gudhjem | Scenario_0 | outage_line_4
0.96836 | -1.5958 | 0 | 0 | Viadukten A | Scenario_0 | outage_line_4
|  | 0 | 0 | Viadukten B | Scenario_0 | outage_line_4
0.96773 | -1.5933 | 0 | 0 | Ronne Syd | Scenario_0 | outage_line_4
|  | 0 | 0 | Vaerket A | Scenario_0 | outage_line_4
|  | 0 | 0 | Vaerket B | Scenario_0 | outage_line_4
0.96916 | -1.579 | 0 | 0 | Vesthavnen | Scenario_0 | outage_line_4
0.96836 | -1.5958 | 0 | 0 | Auxiliary bus Viadukten 1 | Scenario_0 | outage_line_4
0.96836 | -1.5958 | 0 | 0 | Auxiliary bus Viadukten 2 | Scenario_0 | outage_line_4
0.96836 | -1.5958 | 0 | 0 | Auxiliary bus Viadukten 3 | Scenario_0 | outage_line_4
0.99475 | -1.4092 | 0 | 0 | BOR HAS split 1 | Scenario_0 | outage_line_4
0.99455 | -1.4196 | 0 | 0 | BOR HAS split 2 | Scenario_0 | outage_line_4
0.99649 | -1.1749 | 0 | 0 | Borrby | Scenario_0 | outage_line_4
0.91 | 0 | -10.7182 | 0.28507 | Tomelilla | Scenario_0 | outage_line_4
|  | 0 | 0 | Vaerket Blok 6 | Scenario_0 | outage_line_4
|  | 0 | 0 | Vaerket Blok 5 | Scenario_0 | outage_line_4
|  | 0 | 0 | Vaerket Diesler | Scenario_0 | outage_line_4
|  | 0 | 0 | Vaer N | Scenario_0 | outage_line_4
|  | 0 | 0 | Dampværk A | Scenario_0 | outage_line_4
|  | 0 | 0 | Dampværk B | Scenario_0 | outage_line_4
|  | 0 | 0 | Aux bus trafo DMP | Scenario_0 | outage_line_4
|  | 0 | 0 | Aux bus trafo DMP 2 | Scenario_0 | outage_line_4
|  | 0 | 0 | Snorrebakken 10 kV | Scenario_0 | outage_line_4
0.97194 | -1.6755 | 0 | 0 | Aux bus trafo HASLE | Scenario_0 | outage_line_4
0.97194 | -1.6755 | 0 | 0 | Aux bus trafo HASLE | Scenario_0 | outage_line_4
1.012 | -2.4593 | 1.4839 | 0.5239 | Hasle 10 kV | Scenario_0 | outage_line_4
0.96458 | -3.2939 | 1.3827 | 0.10215 | Olsker 10 kV | Scenario_0 | outage_line_4
1.0039 | -2.6461 | 1.5451 | 0.74434 | Østerlars 10 kV | Scenario_0 | outage_line_4
1.0072 | -1.9415 | 0.3066 | 0.53104 | Åkirkeby 10 kV | Scenario_0 | outage_line_4
1.0037 | -3.3574 | 2.3307 | 0.10288 | Nexø 10 kV | Scenario_0 | outage_line_4
0.98236 | -2.1664 | 0.22575 | 2.8556 | Bodilsker 10 kV | Scenario_0 | outage_line_4
0.96639 | -1.7731 | 0.71235 | 4.9695 | Rønne Syd 10 kV | Scenario_0 | outage_line_4
1.0004 | -2.2184 | 0.77566 | 1.3435 | Allinge 10 kV | Scenario_0 | outage_line_4
0.9903 | -2.9322 | 1.5268 | 1.5573 | Svaneke 10 kV | Scenario_0 | outage_line_4
1.0067 | -1.803 | 0.48612 | 0.84199 | Viadukten 10 kV | Scenario_0 | outage_line_4
0.96836 | -1.5958 | 0 | 0 | Auxiliary bus Viadukten 4 | Scenario_0 | outage_line_4
1.0056 | -1.8547 | 0.60271 | 1.0439 | Rønne Nord 10 kV | Scenario_0 | outage_line_4
1.0001 | -2.7683 | 1.2422 | 0.51814 | Poulsker 10 kV | Scenario_0 | outage_line_4
1 | 0 | -3.0278 | 1.8625 | Vesthavnen 10 kV | Scenario_0 | outage_line_4
0.9596 | -2.8388 | 0.691 | 0.1504 | Gudhjem 10 kV | Scenario_0 | outage_line_4
0.97117 | -2.4571 | 0 | 0 | Hasle A | Scenario_0 | outage_line_5
|  | 0 | 0 | Hasle B | Scenario_0 | outage_line_5
|  | 0 | 0 | Snorrebakken | Scenario_0 | outage_line_5
|  | 0 | 0 | Olsker | Scenario_0 | outage_line_5
0.96795 | -2.4478 | 0 | 0 | Ronne Nord | Scenario_0 | outage_line_5
0.97193 | -2.445 | 0 | 0 | BOR-HAS split 3 | Scenario_0 | outage_line_5
0.96661 | -2.657 | 0 | 0 | Allinge | Scenario_0 | outage_line_5
0.95908 | -3.0071 | 0 | 0 | Svaneke | Scenario_0 | outage_line_5
0.95893 | -3.0039 | 0 | 0 | Nexo | Scenario_0 | outage_line_5
0.95948 | -2.9647 | 0 | 0 | Bodilsker | Scenario_0 | outage_line_5
0.95901 | -2.9795 | 0 | 0 | Poulsker | Scenario_0 | outage_line_5
0.96262 | -2.7033 | 0 | 0 | Aakirkeby | Scenario_0 | outage_line_5
0.95997 | -2.9901 | 0 | 0 | Dalslunde | Scenario_0 | outage_line_5
0.96215 | -2.9338 | 0 | 0 | Osterlars | Scenario_0 | outage_line_5
0.96698 | -2.6655 | 0 | 0 | Olsker | Scenario_0 | outage_line_5
0.96196 | -2.9525 | 0 | 0 | Gudhjem | Scenario_0 | outage_line_5
0.96721 | -2.444 | 0 | 0 | Viadukten A | Scenario_0 | outage_line_5
|  | 0 | 0 | Viadukten B | Scenario_0 | outage_line_5
0.96659 | -2.4408 | 0 | 0 | Ronne Syd | Scenario_0 | outage_line_5
|  | 0 | 0 | Vaerket A | Scenario_0 | outage_line_5
|  | 0 | 0 | Vaerket B | Scenario_0 | outage_line_5
0.95435 | 0.00077334 | 0 | 0 | Vesthavnen | Scenario_0 | outage_line_5
0.96721 | -2.444 | 0 | 0 | Auxiliary bus Viadukten 1 | Scenario_0 | outage_line_5
0.96721 | -2.444 | 0 | 0 | Auxiliary bus Viadukten 2 | Scenario_0 | outage_line_5
0.96721 | -2.444 | 0 | 0 | Auxiliary bus Viadukten 3 | Scenario_0 | outage_line_5
0.99715 | -1.8385 | 0 | 0 | BOR HAS split 1 | Scenario_0 | outage_line_5
0.99692 | -1.8535 | 0 | 0 | BOR HAS split 2 | Scenario_0 | outage_line_5
0.99884 | -1.5231 | 0 | 0 | Borrby | Scenario_0 | outage_line_5
0.91 | 0 | -13.8611 | 1.602 | Tomelilla | Scenario_0 | outage_line_5
|  | 0 | 0 | Vaerket Blok 6 | Scenario_0 | outage_line_5
|  | 0 | 0 | Vaerket Blok 5 | Scenario_0 | outage_line_5
|  | 0 | 0 | Vaerket Diesler | Scenario_0 | outage_line_5
|  | 0 | 0 | Vaer N | Scenario_0 | outage_line_5
|  | 0 | 0 | Dampværk A | Scenario_0 | outage_line_5
|  | 0 | 0 | Dampværk B | Scenario_0 | outage_line_5
|  | 0 | 0 | Aux bus trafo DMP | Scenario_0 | outage_line_5
|  | 0 | 0 | Aux bus trafo DMP 2 | Scenario_0 | outage_line_5
|  | 0 | 0 | Snorrebakken 10 kV | Scenario_0 | outage_line_5
0.97117 | -2.4571 | 0 | 0 | Aux bus trafo HASLE | Scenario_0 | outage_line_5
0.97117 | -2.4571 | 0 | 0 | Aux bus trafo HASLE | Scenario_0 | outage_line_5
1.0112 | -3.2422 | 1.4839 | 0.5239 | Hasle 10 kV | Scenario_0 | outage_line_5
0.96375 | -4.0864 | 1.3827 | 0.10215 | Olsker 10 kV | Scenario_0 | outage_line_5
1.0029 | -3.4531 | 1.5451 | 0.74434 | Østerlars 10 kV | Scenario_0 | outage_line_5
1.006 | -2.7764 | 0.3066 | 0.53104 | Åkirkeby 10 kV | Scenario_0 | outage_line_5
1.0026 | -4.1809 | 2.3307 | 0.10288 | Nexø 10 kV | Scenario_0 | outage_line_5
0.9813 | -2.9883 | 0.22575 | 2.8514 | Bodilsker 10 kV | Scenario_0 | outage_line_5
0.96522 | -2.6214 | 0.71235 | 4.9605 | Rønne Syd 10 kV | Scenario_0 | outage_line_5
0.99953 | -3.009 | 0.77566 | 1.3435 | Allinge 10 kV | Scenario_0 | outage_line_5
0.98924 | -3.7532 | 1.5268 | 1.5573 | Svaneke 10 kV | Scenario_0 | outage_line_5
1.0055 | -2.6516 | 0.48612 | 0.84199 | Viadukten 10 kV | Scenario_0 | outage_line_5
0.96721 | -2.444 | 0 | 0 | Auxiliary bus Viadukten 4 | Scenario_0 | outage_line_5
1.0044 | -2.7043 | 0.60271 | 1.0439 | Rønne Nord 10 kV | Scenario_0 | outage_line_5
0.99899 | -3.5914 | 1.2422 | 0.51814 | Poulsker 10 kV | Scenario_0 | outage_line_5
1 | 0 | -6.1478e-07 | -0.045549 | Vesthavnen 10 kV | Scenario_0 | outage_line_5
0.95867 | -3.6461 | 0.691 | 0.1504 | Gudhjem 10 kV | Scenario_0 | outage_line_5
0.96285 | -2.3435 | 0 | 0 | Hasle A | Scenario_0 | outage_line_6
|  | 0 | 0 | Hasle B | Scenario_0 | outage_line_6
|  | 0 | 0 | Snorrebakken | Scenario_0 | outage_line_6
|  | 0 | 0 | Olsker | Scenario_0 | outage_line_6
0.88976 | -2.7317 | 0 | 0 | Ronne Nord | Scenario_0 | outage_line_6
0.96371 | -2.3345 | 0 | 0 | BOR-HAS split 3 | Scenario_0 | outage_line_6
0.94952 | -2.5992 | 0 | 0 | Allinge | Scenario_0 | outage_line_6
0.91143 | -3.1588 | 0 | 0 | Svaneke | Scenario_0 | outage_line_6
0.90957 | -3.1614 | 0 | 0 | Nexo | Scenario_0 | outage_line_6
0.90931 | -3.1152 | 0 | 0 | Bodilsker | Scenario_0 | outage_line_6
0.90881 | -3.1306 | 0 | 0 | Poulsker | Scenario_0 | outage_line_6
0.89929 | -2.9282 | 0 | 0 | Aakirkeby | Scenario_0 | outage_line_6
0.91371 | -3.1394 | 0 | 0 | Dalslunde | Scenario_0 | outage_line_6
0.92841 | -2.9936 | 0 | 0 | Osterlars | Scenario_0 | outage_line_6
0.9499 | -2.6082 | 0 | 0 | Olsker | Scenario_0 | outage_line_6
0.92821 | -3.0127 | 0 | 0 | Gudhjem | Scenario_0 | outage_line_6
0.88987 | -2.7334 | 0 | 0 | Viadukten A | Scenario_0 | outage_line_6
|  | 0 | 0 | Viadukten B | Scenario_0 | outage_line_6
0.89004 | -2.7355 | 0 | 0 | Ronne Syd | Scenario_0 | outage_line_6
|  | 0 | 0 | Vaerket A | Scenario_0 | outage_line_6
|  | 0 | 0 | Vaerket B | Scenario_0 | outage_line_6
0.95435 | 0.00077334 | 0 | 0 | Vesthavnen | Scenario_0 | outage_line_6
0.88987 | -2.7334 | 0 | 0 | Auxiliary bus Viadukten 1 | Scenario_0 | outage_line_6
0.88987 | -2.7334 | 0 | 0 | Auxiliary bus Viadukten 2 | Scenario_0 | outage_line_6
0.88987 | -2.7334 | 0 | 0 | Auxiliary bus Viadukten 3 | Scenario_0 | outage_line_6
0.99216 | -1.8791 | 0 | 0 | BOR HAS split 1 | Scenario_0 | outage_line_6
0.99188 | -1.8926 | 0 | 0 | BOR HAS split 2 | Scenario_0 | outage_line_6
0.99474 | -1.5708 | 0 | 0 | Borrby | Scenario_0 | outage_line_6
0.91 | 0 | -14.3446 | -0.53483 | Tomelilla | Scenario_0 | outage_line_6
|  | 0 | 0 | Vaerket Blok 6 | Scenario_0 | outage_line_6
|  | 0 | 0 | Vaerket Blok 5 | Scenario_0 | outage_line_6
|  | 0 | 0 | Vaerket Diesler | Scenario_0 | outage_line_6
|  | 0 | 0 | Vaer N | Scenario_0 | outage_line_6
|  | 0 | 0 | Dampværk A | Scenario_0 | outage_line_6
|  | 0 | 0 | Dampværk B | Scenario_0 | outage_line_6
|  | 0 | 0 | Aux bus trafo DMP | Scenario_0 | outage_line_6
|  | 0 | 0 | Aux bus trafo DMP 2 | Scenario_0 | outage_line_6
|  | 0 | 0 | Snorrebakken 10 kV | Scenario_0 | outage_line_6
0.96285 | -2.3435 | 0 | 0 | Aux bus trafo HASLE | Scenario_0 | outage_line_6
0.96285 | -2.3435 | 0 | 0 | Aux bus trafo HASLE | Scenario_0 | outage_line_6
1.0024 | -3.1422 | 1.4839 | 0.5239 | Hasle 10 kV | Scenario_0 | outage_line_6
0.9466 | -4.0808 | 1.3827 | 0.10215 | Olsker 10 kV | Scenario_0 | outage_line_6
0.96739 | -3.5515 | 1.5451 | 0.74434 | Østerlars 10 kV | Scenario_0 | outage_line_6
0.93954 | -3.0118 | 0.3066 | 0.53104 | Åkirkeby 10 kV | Scenario_0 | outage_line_6
0.95078 | -4.47 | 2.3307 | 0.10288 | Nexø 10 kV | Scenario_0 | outage_line_6
0.92917 | -3.148 | 0.22575 | 2.6522 | Bodilsker 10 kV | Scenario_0 | outage_line_6
0.88682 | -2.9765 | 0.71235 | 4.3796 | Rønne Syd 10 kV | Scenario_0 | outage_line_6
0.98139 | -2.9641 | 0.77566 | 1.3435 | Allinge 10 kV | Scenario_0 | outage_line_6
0.93849 | -3.9865 | 1.5268 | 1.5573 | Svaneke 10 kV | Scenario_0 | outage_line_6
0.92386 | -2.9792 | 0.48612 | 0.84199 | Viadukten 10 kV | Scenario_0 | outage_line_6
0.88987 | -2.7334 | 0 | 0 | Auxiliary bus Viadukten 4 | Scenario_0 | outage_line_6
0.92167 | -3.0359 | 0.60271 | 1.0439 | Rønne Nord 10 kV | Scenario_0 | outage_line_6
0.94609 | -3.8126 | 1.2422 | 0.51814 | Poulsker 10 kV | Scenario_0 | outage_line_6
1 | 0 | -6.1478e-07 | -0.045549 | Vesthavnen 10 kV | Scenario_0 | outage_line_6
0.9248 | -3.7579 | 0.691 | 0.1504 | Gudhjem 10 kV | Scenario_0 | outage_line_6
0.9679 | -2.2938 | 0 | 0 | Hasle A | Scenario_0 | outage_line_7
|  | 0 | 0 | Hasle B | Scenario_0 | outage_line_7
|  | 0 | 0 | Snorrebakken | Scenario_0 | outage_line_7
|  | 0 | 0 | Olsker | Scenario_0 | outage_line_7
|  | 0 | 0 | Ronne Nord | Scenario_0 | outage_line_7
0.9687 | -2.2844 | 0 | 0 | BOR-HAS split 3 | Scenario_0 | outage_line_7
0.95566 | -2.5439 | 0 | 0 | Allinge | Scenario_0 | outage_line_7
0.92129 | -3.0834 | 0 | 0 | Svaneke | Scenario_0 | outage_line_7
0.91963 | -3.0856 | 0 | 0 | Nexo | Scenario_0 | outage_line_7
0.91946 | -3.0407 | 0 | 0 | Bodilsker | Scenario_0 | outage_line_7
0.91897 | -3.0559 | 0 | 0 | Poulsker | Scenario_0 | outage_line_7
0.91099 | -2.8494 | 0 | 0 | Aakirkeby | Scenario_0 | outage_line_7
0.9234 | -3.0638 | 0 | 0 | Dalslunde | Scenario_0 | outage_line_7
0.93658 | -2.9263 | 0 | 0 | Osterlars | Scenario_0 | outage_line_7
0.95603 | -2.5527 | 0 | 0 | Olsker | Scenario_0 | outage_line_7
0.93639 | -2.9454 | 0 | 0 | Gudhjem | Scenario_0 | outage_line_7
0.90319 | -2.6517 | 0 | 0 | Viadukten A | Scenario_0 | outage_line_7
|  | 0 | 0 | Viadukten B | Scenario_0 | outage_line_7
0.90327 | -2.6529 | 0 | 0 | Ronne Syd | Scenario_0 | outage_line_7
|  | 0 | 0 | Vaerket A | Scenario_0 | outage_line_7
|  | 0 | 0 | Vaerket B | Scenario_0 | outage_line_7
0.95435 | 0.00077334 | 0 | 0 | Vesthavnen | Scenario_0 | outage_line_7
0.90319 | -2.6517 | 0 | 0 | Auxiliary bus Viadukten 1 | Scenario_0 | outage_line_7
0.90319 | -2.6517 | 0 | 0 | Auxiliary bus Viadukten 2 | Scenario_0 | outage_line_7
0.90319 | -2.6517 | 0 | 0 | Auxiliary bus Viadukten 3 | Scenario_0 | outage_line_7
0.99476 | -1.7906 | 0 | 0 | BOR HAS split 1 | Scenario_0 | outage_line_7
0.99452 | -1.8043 | 0 | 0 | BOR HAS split 2 | Scenario_0 | outage_line_7
0.99682 | -1.4903 | 0 | 0 | Borrby | Scenario_0 | outage_line_7
0.91 | 0 | -13.5866 | 0.5387 | Tomelilla | Scenario_0 | outage_line_7
|  | 0 | 0 | Vaerket Blok 6 | Scenario_0 | outage_line_7
|  | 0 | 0 | Vaerket Blok 5 | Scenario_0 | outage_line_7
|  | 0 | 0 | Vaerket Diesler | Scenario_0 | outage_line_7
|  | 0 | 0 | Vaer N | Scenario_0 | outage_line_7
|  | 0 | 0 | Dampværk A | Scenario_0 | outage_line_7
|  | 0 | 0 | Dampværk B | Scenario_0 | outage_line_7
|  | 0 | 0 | Aux bus trafo DMP | Scenario_0 | outage_line_7
|  | 0 | 0 | Aux bus trafo DMP 2 | Scenario_0 | outage_line_7
|  | 0 | 0 | Snorrebakken 10 kV | Scenario_0 | outage_line_7
0.9679 | -2.2938 | 0 | 0 | Aux bus trafo HASLE | Scenario_0 | outage_line_7
0.9679 | -2.2938 | 0 | 0 | Aux bus trafo HASLE | Scenario_0 | outage_line_7
1.0077 | -3.0842 | 1.4839 | 0.5239 | Hasle 10 kV | Scenario_0 | outage_line_7
0.95276 | -4.0064 | 1.3827 | 0.10215 | Olsker 10 kV | Scenario_0 | outage_line_7
0.976 | -3.4745 | 1.5451 | 0.74434 | Østerlars 10 kV | Scenario_0 | outage_line_7
0.95182 | -2.9309 | 0.3066 | 0.53104 | Åkirkeby 10 kV | Scenario_0 | outage_line_7
0.96135 | -4.3656 | 2.3307 | 0.10288 | Nexø 10 kV | Scenario_0 | outage_line_7
0.93972 | -3.0715 | 0.22575 | 2.6917 | Bodilsker 10 kV | Scenario_0 | outage_line_7
0.90038 | -2.8824 | 0.71235 | 4.4766 | Rønne Syd 10 kV | Scenario_0 | outage_line_7
0.98791 | -2.9041 | 0.77566 | 1.3435 | Allinge 10 kV | Scenario_0 | outage_line_7
0.949 | -3.8932 | 1.5268 | 1.5573 | Svaneke 10 kV | Scenario_0 | outage_line_7
0.93794 | -2.8902 | 0.48612 | 0.84199 | Viadukten 10 kV | Scenario_0 | outage_line_7
0.90319 | -2.6517 | 0 | 0 | Auxiliary bus Viadukten 4 | Scenario_0 | outage_line_7
|  | 0 | 0 | Rønne Nord 10 kV | Scenario_0 | outage_line_7
0.9568 | -3.7227 | 1.2422 | 0.51814 | Poulsker 10 kV | Scenario_0 | outage_line_7
1 | 0 | -6.1478e-07 | -0.045549 | Vesthavnen 10 kV | Scenario_0 | outage_line_7
0.93301 | -3.6776 | 0.691 | 0.1504 | Gudhjem 10 kV | Scenario_0 | outage_line_7
0.97169 | -2.2508 | 0 | 0 | Hasle A | Scenario_0 | outage_line_8
|  | 0 | 0 | Hasle B | Scenario_0 | outage_line_8
|  | 0 | 0 | Snorrebakken | Scenario_0 | outage_line_8
|  | 0 | 0 | Olsker | Scenario_0 | outage_line_8
|  | 0 | 0 | Ronne Nord | Scenario_0 | outage_line_8
0.97243 | -2.2411 | 0 | 0 | BOR-HAS split 3 | Scenario_0 | outage_line_8
0.96026 | -2.4954 | 0 | 0 | Allinge | Scenario_0 | outage_line_8
0.92869 | -3.0152 | 0 | 0 | Svaneke | Scenario_0 | outage_line_8
0.92718 | -3.0168 | 0 | 0 | Nexo | Scenario_0 | outage_line_8
0.92708 | -2.9726 | 0 | 0 | Bodilsker | Scenario_0 | outage_line_8
0.92659 | -2.9878 | 0 | 0 | Poulsker | Scenario_0 | outage_line_8
0.91976 | -2.776 | 0 | 0 | Aakirkeby | Scenario_0 | outage_line_8
0.93066 | -2.9958 | 0 | 0 | Dalslunde | Scenario_0 | outage_line_8
0.94271 | -2.8664 | 0 | 0 | Osterlars | Scenario_0 | outage_line_8
0.96063 | -2.5041 | 0 | 0 | Olsker | Scenario_0 | outage_line_8
0.94252 | -2.8854 | 0 | 0 | Gudhjem | Scenario_0 | outage_line_8
|  | 0 | 0 | Viadukten A | Scenario_0 | outage_line_8
|  | 0 | 0 | Viadukten B | Scenario_0 | outage_line_8
0.9132 | -2.5744 | 0 | 0 | Ronne Syd | Scenario_0 | outage_line_8
|  | 0 | 0 | Vaerket A | Scenario_0 | outage_line_8
|  | 0 | 0 | Vaerket B | Scenario_0 | outage_line_8
0.95435 | 0.00077334 | 0 | 0 | Vesthavnen | Scenario_0 | outage_line_8
|  | 0 | 0 | Auxiliary bus Viadukten 1 | Scenario_0 | outage_line_8
|  | 0 | 0 | Auxiliary bus Viadukten 2 | Scenario_0 | outage_line_8
|  | 0 | 0 | Auxiliary bus Viadukten 3 | Scenario_0 | outage_line_8
0.99669 | -1.7214 | 0 | 0 | BOR HAS split 1 | Scenario_0 | outage_line_8
0.99647 | -1.7352 | 0 | 0 | BOR HAS split 2 | Scenario_0 | outage_line_8
0.99836 | -1.4276 | 0 | 0 | Borrby | Scenario_0 | outage_line_8
0.91 | 0 | -12.9947 | 1.3311 | Tomelilla | Scenario_0 | outage_line_8
|  | 0 | 0 | Vaerket Blok 6 | Scenario_0 | outage_line_8
|  | 0 | 0 | Vaerket Blok 5 | Scenario_0 | outage_line_8
|  | 0 | 0 | Vaerket Diesler | Scenario_0 | outage_line_8
|  | 0 | 0 | Vaer N | Scenario_0 | outage_line_8
|  | 0 | 0 | Dampværk A | Scenario_0 | outage_line_8
|  | 0 | 0 | Dampværk B | Scenario_0 | outage_line_8
|  | 0 | 0 | Aux bus trafo DMP | Scenario_0 | outage_line_8
|  | 0 | 0 | Aux bus trafo DMP 2 | Scenario_0 | outage_line_8
|  | 0 | 0 | Snorrebakken 10 kV | Scenario_0 | outage_line_8
0.97169 | -2.2508 | 0 | 0 | Aux bus trafo HASLE | Scenario_0 | outage_line_8
0.97169 | -2.2508 | 0 | 0 | Aux bus trafo HASLE | Scenario_0 | outage_line_8
1.0117 | -3.035 | 1.4839 | 0.5239 | Hasle 10 kV | Scenario_0 | outage_line_8
0.95738 | -3.9438 | 1.3827 | 0.10215 | Olsker 10 kV | Scenario_0 | outage_line_8
0.98245 | -3.4075 | 1.5451 | 0.74434 | Østerlars 10 kV | Scenario_0 | outage_line_8
0.96104 | -2.856 | 0.3066 | 0.53104 | Åkirkeby 10 kV | Scenario_0 | outage_line_8
0.96928 | -4.2761 | 2.3307 | 0.10288 | Nexø 10 kV | Scenario_0 | outage_line_8
0.94764 | -3.002 | 0.22575 | 2.7216 | Bodilsker 10 kV | Scenario_0 | outage_line_8
0.91056 | -2.7955 | 0.71235 | 4.5503 | Rønne Syd 10 kV | Scenario_0 | outage_line_8
0.99279 | -2.8521 | 0.77566 | 1.3435 | Allinge 10 kV | Scenario_0 | outage_line_8
0.95688 | -3.8119 | 1.5268 | 1.5573 | Svaneke 10 kV | Scenario_0 | outage_line_8
|  | 0 | 0 | Viadukten 10 kV | Scenario_0 | outage_line_8
|  | 0 | 0 | Auxiliary bus Viadukten 4 | Scenario_0 | outage_line_8
|  | 0 | 0 | Rønne Nord 10 kV | Scenario_0 | outage_line_8
0.96483 | -3.6436 | 1.2422 | 0.51814 | Poulsker 10 kV | Scenario_0 | outage_line_8
1 | 0 | -6.1478e-07 | -0.045549 | Vesthavnen 10 kV | Scenario_0 | outage_line_8
0.93916 | -3.608 | 0.691 | 0.1504 | Gudhjem 10 kV | Scenario_0 | outage_line_8
0.99334 | -2.6073 | 0 | 0 | Hasle A | Scenario_0 | outage_line_9
|  | 0 | 0 | Hasle B | Scenario_0 | outage_line_9
|  | 0 | 0 | Snorrebakken | Scenario_0 | outage_line_9
|  | 0 | 0 | Olsker | Scenario_0 | outage_line_9
|  | 0 | 0 | Ronne Nord | Scenario_0 | outage_line_9
0.99385 | -2.5889 | 0 | 0 | BOR-HAS split 3 | Scenario_0 | outage_line_9
0.98642 | -2.9555 | 0 | 0 | Allinge | Scenario_0 | outage_line_9
0.97039 | -3.8522 | 0 | 0 | Svaneke | Scenario_0 | outage_line_9
0.96969 | -3.8789 | 0 | 0 | Nexo | Scenario_0 | outage_line_9
0.96993 | -3.8527 | 0 | 0 | Bodilsker | Scenario_0 | outage_line_9
0.96947 | -3.8674 | 0 | 0 | Poulsker | Scenario_0 | outage_line_9
0.9691 | -3.8505 | 0 | 0 | Aakirkeby | Scenario_0 | outage_line_9
0.97167 | -3.8118 | 0 | 0 | Dalslunde | Scenario_0 | outage_line_9
0.97736 | -3.5249 | 0 | 0 | Osterlars | Scenario_0 | outage_line_9
0.98678 | -2.9635 | 0 | 0 | Olsker | Scenario_0 | outage_line_9
0.97718 | -3.5434 | 0 | 0 | Gudhjem | Scenario_0 | outage_line_9
|  | 0 | 0 | Viadukten A | Scenario_0 | outage_line_9
|  | 0 | 0 | Viadukten B | Scenario_0 | outage_line_9
|  | 0 | 0 | Ronne Syd | Scenario_0 | outage_line_9
|  | 0 | 0 | Vaerket A | Scenario_0 | outage_line_9
|  | 0 | 0 | Vaerket B | Scenario_0 | outage_line_9
0.95435 | 0.00077334 | 0 | 0 | Vesthavnen | Scenario_0 | outage_line_9
|  | 0 | 0 | Auxiliary bus Viadukten 1 | Scenario_0 | outage_line_9
|  | 0 | 0 | Auxiliary bus Viadukten 2 | Scenario_0 | outage_line_9
|  | 0 | 0 | Auxiliary bus Viadukten 3 | Scenario_0 | outage_line_9
1.0099 | -1.6545 | 0 | 0 | BOR HAS split 1 | Scenario_0 | outage_line_9
1.0098 | -1.6727 | 0 | 0 | BOR HAS split 2 | Scenario_0 | outage_line_9
1.0093 | -1.3351 | 0 | 0 | Borrby | Scenario_0 | outage_line_9
0.91 | 0 | -11.9977 | 7.0199 | Tomelilla | Scenario_0 | outage_line_9
|  | 0 | 0 | Vaerket Blok 6 | Scenario_0 | outage_line_9
|  | 0 | 0 | Vaerket Blok 5 | Scenario_0 | outage_line_9
|  | 0 | 0 | Vaerket Diesler | Scenario_0 | outage_line_9
|  | 0 | 0 | Vaer N | Scenario_0 | outage_line_9
|  | 0 | 0 | Dampværk A | Scenario_0 | outage_line_9
|  | 0 | 0 | Dampværk B | Scenario_0 | outage_line_9
|  | 0 | 0 | Aux bus trafo DMP | Scenario_0 | outage_line_9
|  | 0 | 0 | Aux bus trafo DMP 2 | Scenario_0 | outage_line_9
|  | 0 | 0 | Snorrebakken 10 kV | Scenario_0 | outage_line_9
0.99334 | -2.6073 | 0 | 0 | Aux bus trafo HASLE | Scenario_0 | outage_line_9
0.99334 | -2.6073 | 0 | 0 | Aux bus trafo HASLE | Scenario_0 | outage_line_9
1.0346 | -3.3575 | 1.4839 | 0.5239 | Hasle 10 kV | Scenario_0 | outage_line_9
0.98362 | -4.3276 | 1.3827 | 0.10215 | Olsker 10 kV | Scenario_0 | outage_line_9
1.0189 | -4.0281 | 1.5451 | 0.74434 | Østerlars 10 kV | Scenario_0 | outage_line_9
1.0128 | -3.9226 | 0.3066 | 0.53104 | Åkirkeby 10 kV | Scenario_0 | outage_line_9
1.0139 | -5.0299 | 2.3307 | 0.10288 | Nexø 10 kV | Scenario_0 | outage_line_9
0.99216 | -3.8746 | 0.22575 | 2.8943 | Bodilsker 10 kV | Scenario_0 | outage_line_9
|  | 0 | 0 | Rønne Syd 10 kV | Scenario_0 | outage_line_9
1.0205 | -3.2933 | 0.77566 | 1.3435 | Allinge 10 kV | Scenario_0 | outage_line_9
1.0013 | -4.5807 | 1.5268 | 1.5573 | Svaneke 10 kV | Scenario_0 | outage_line_9
|  | 0 | 0 | Viadukten 10 kV | Scenario_0 | outage_line_9
|  | 0 | 0 | Auxiliary bus Viadukten 4 | Scenario_0 | outage_line_9
|  | 0 | 0 | Rønne Nord 10 kV | Scenario_0 | outage_line_9
1.01 | -4.4661 | 1.2422 | 0.51814 | Poulsker 10 kV | Scenario_0 | outage_line_9
1 | 0 | -6.1478e-07 | -0.045549 | Vesthavnen 10 kV | Scenario_0 | outage_line_9
0.97394 | -4.2155 | 0.691 | 0.1504 | Gudhjem 10 kV | Scenario_0 | outage_line_9
0.99583 | -2.591 | 0 | 0 | Hasle A | Scenario_0 | outage_line_10
|  | 0 | 0 | Hasle B | Scenario_0 | outage_line_10
|  | 0 | 0 | Snorrebakken | Scenario_0 | outage_line_10
|  | 0 | 0 | Olsker | Scenario_0 | outage_line_10
|  | 0 | 0 | Ronne Nord | Scenario_0 | outage_line_10
0.99631 | -2.5723 | 0 | 0 | BOR-HAS split 3 | Scenario_0 | outage_line_10
0.98944 | -2.938 | 0 | 0 | Allinge | Scenario_0 | outage_line_10
0.97525 | -3.8299 | 0 | 0 | Svaneke | Scenario_0 | outage_line_10
0.97465 | -3.8567 | 0 | 0 | Nexo | Scenario_0 | outage_line_10
0.97493 | -3.8312 | 0 | 0 | Bodilsker | Scenario_0 | outage_line_10
0.97447 | -3.8458 | 0 | 0 | Poulsker | Scenario_0 | outage_line_10
|  | 0 | 0 | Aakirkeby | Scenario_0 | outage_line_10
0.97644 | -3.7893 | 0 | 0 | Dalslunde | Scenario_0 | outage_line_10
0.98139 | -3.5046 | 0 | 0 | Osterlars | Scenario_0 | outage_line_10
0.9898 | -2.9459 | 0 | 0 | Olsker | Scenario_0 | outage_line_10
0.98121 | -3.523 | 0 | 0 | Gudhjem | Scenario_0 | outage_line_10
|  | 0 | 0 | Viadukten A | Scenario_0 | outage_line_10
|  | 0 | 0 | Viadukten B | Scenario_0 | outage_line_10
|  | 0 | 0 | Ronne Syd | Scenario_0 | outage_line_10
|  | 0 | 0 | Vaerket A | Scenario_0 | outage_line_10
|  | 0 | 0 | Vaerket B | Scenario_0 | outage_line_10
0.95435 | 0.00077334 | 0 | 0 | Vesthavnen | Scenario_0 | outage_line_10
|  | 0 | 0 | Auxiliary bus Viadukten 1 | Scenario_0 | outage_line_10
|  | 0 | 0 | Auxiliary bus Viadukten 2 | Scenario_0 | outage_line_10
|  | 0 | 0 | Auxiliary bus Viadukten 3 | Scenario_0 | outage_line_10
1.0112 | -1.6163 | 0 | 0 | BOR HAS split 1 | Scenario_0 | outage_line_10
1.0112 | -1.6346 | 0 | 0 | BOR HAS split 2 | Scenario_0 | outage_line_10
1.0103 | -1.2997 | 0 | 0 | Borrby | Scenario_0 | outage_line_10
0.91 | 0 | -11.6563 | 7.5659 | Tomelilla | Scenario_0 | outage_line_10
|  | 0 | 0 | Vaerket Blok 6 | Scenario_0 | outage_line_10
|  | 0 | 0 | Vaerket Blok 5 | Scenario_0 | outage_line_10
|  | 0 | 0 | Vaerket Diesler | Scenario_0 | outage_line_10
|  | 0 | 0 | Vaer N | Scenario_0 | outage_line_10
|  | 0 | 0 | Dampværk A | Scenario_0 | outage_line_10
|  | 0 | 0 | Dampværk B | Scenario_0 | outage_line_10
|  | 0 | 0 | Aux bus trafo DMP | Scenario_0 | outage_line_10
|  | 0 | 0 | Aux bus trafo DMP 2 | Scenario_0 | outage_line_10
|  | 0 | 0 | Snorrebakken 10 kV | Scenario_0 | outage_line_10
0.99583 | -2.591 | 0 | 0 | Aux bus trafo HASLE | Scenario_0 | outage_line_10
0.99583 | -2.591 | 0 | 0 | Aux bus trafo HASLE | Scenario_0 | outage_line_10
1.0372 | -3.3374 | 1.4839 | 0.5239 | Hasle 10 kV | Scenario_0 | outage_line_10
0.98665 | -4.3017 | 1.3827 | 0.10215 | Olsker 10 kV | Scenario_0 | outage_line_10
1.0232 | -4.0036 | 1.5451 | 0.74434 | Østerlars 10 kV | Scenario_0 | outage_line_10
|  | 0 | 0 | Åkirkeby 10 kV | Scenario_0 | outage_line_10
1.0191 | -4.996 | 2.3307 | 0.10288 | Nexø 10 kV | Scenario_0 | outage_line_10
0.99735 | -3.8523 | 0.22575 | 2.915 | Bodilsker 10 kV | Scenario_0 | outage_line_10
|  | 0 | 0 | Rønne Syd 10 kV | Scenario_0 | outage_line_10
1.0238 | -3.2737 | 0.77566 | 1.3435 | Allinge 10 kV | Scenario_0 | outage_line_10
1.0064 | -4.5512 | 1.5268 | 1.5573 | Svaneke 10 kV | Scenario_0 | outage_line_10
|  | 0 | 0 | Viadukten 10 kV | Scenario_0 | outage_line_10
|  | 0 | 0 | Auxiliary bus Viadukten 4 | Scenario_0 | outage_line_10
|  | 0 | 0 | Rønne Nord 10 kV | Scenario_0 | outage_line_10
1.0153 | -4.4383 | 1.2422 | 0.51814 | Poulsker 10 kV | Scenario_0 | outage_line_10
1 | 0 | -6.1478e-07 | -0.045549 | Vesthavnen 10 kV | Scenario_0 | outage_line_10
0.97798 | -4.1895 | 0.691 | 0.1504 | Gudhjem 10 kV | Scenario_0 | outage_line_10
0.99735 | -2.3004 | 0 | 0 | Hasle A | Scenario_0 | outage_line_11
|  | 0 | 0 | Hasle B | Scenario_0 | outage_line_11
|  | 0 | 0 | Snorrebakken | Scenario_0 | outage_line_11
|  | 0 | 0 | Olsker | Scenario_0 | outage_line_11
|  | 0 | 0 | Ronne Nord | Scenario_0 | outage_line_11
0.99779 | -2.285 | 0 | 0 | BOR-HAS split 3 | Scenario_0 | outage_line_11
0.99135 | -2.5847 | 0 | 0 | Allinge | Scenario_0 | outage_line_11
0.97847 | -3.2504 | 0 | 0 | Svaneke | Scenario_0 | outage_line_11
0.97797 | -3.2643 | 0 | 0 | Nexo | Scenario_0 | outage_line_11
0.9783 | -3.2327 | 0 | 0 | Bodilsker | Scenario_0 | outage_line_11
|  | 0 | 0 | Poulsker | Scenario_0 | outage_line_11
|  | 0 | 0 | Aakirkeby | Scenario_0 | outage_line_11
0.9796 | -3.2196 | 0 | 0 | Dalslunde | Scenario_0 | outage_line_11
0.98402 | -3.0289 | 0 | 0 | Osterlars | Scenario_0 | outage_line_11
0.99171 | -2.5925 | 0 | 0 | Olsker | Scenario_0 | outage_line_11
0.98385 | -3.0473 | 0 | 0 | Gudhjem | Scenario_0 | outage_line_11
|  | 0 | 0 | Viadukten A | Scenario_0 | outage_line_11
|  | 0 | 0 | Viadukten B | Scenario_0 | outage_line_11
|  | 0 | 0 | Ronne Syd | Scenario_0 | outage_line_11
|  | 0 | 0 | Vaerket A | Scenario_0 | outage_line_11
|  | 0 | 0 | Vaerket B | Scenario_0 | outage_line_11
0.95435 | 0.00077334 | 0 | 0 | Vesthavnen | Scenario_0 | outage_line_11
|  | 0 | 0 | Auxiliary bus Viadukten 1 | Scenario_0 | outage_line_11
|  | 0 | 0 | Auxiliary bus Viadukten 2 | Scenario_0 | outage_line_11
|  | 0 | 0 | Auxiliary bus Viadukten 3 | Scenario_0 | outage_line_11
1.011 | -1.4402 | 0 | 0 | BOR HAS split 1 | Scenario_0 | outage_line_11
1.011 | -1.457 | 0 | 0 | BOR HAS split 2 | Scenario_0 | outage_line_11
1.01 | -1.1544 | 0 | 0 | Borrby | Scenario_0 | outage_line_11
0.91 | 0 | -10.319 | 7.3532 | Tomelilla | Scenario_0 | outage_line_11
|  | 0 | 0 | Vaerket Blok 6 | Scenario_0 | outage_line_11
|  | 0 | 0 | Vaerket Blok 5 | Scenario_0 | outage_line_11
|  | 0 | 0 | Vaerket Diesler | Scenario_0 | outage_line_11
|  | 0 | 0 | Vaer N | Scenario_0 | outage_line_11
|  | 0 | 0 | Dampværk A | Scenario_0 | outage_line_11
|  | 0 | 0 | Dampværk B | Scenario_0 | outage_line_11
|  | 0 | 0 | Aux bus trafo DMP | Scenario_0 | outage_line_11
|  | 0 | 0 | Aux bus trafo DMP 2 | Scenario_0 | outage_line_11
|  | 0 | 0 | Snorrebakken 10 kV | Scenario_0 | outage_line_11
0.99735 | -2.3004 | 0 | 0 | Aux bus trafo HASLE | Scenario_0 | outage_line_11
0.99735 | -2.3004 | 0 | 0 | Aux bus trafo HASLE | Scenario_0 | outage_line_11
1.0388 | -3.0445 | 1.4839 | 0.5239 | Hasle 10 kV | Scenario_0 | outage_line_11
0.98857 | -3.9431 | 1.3827 | 0.10215 | Olsker 10 kV | Scenario_0 | outage_line_11
1.0259 | -3.5252 | 1.5451 | 0.74434 | Østerlars 10 kV | Scenario_0 | outage_line_11
|  | 0 | 0 | Åkirkeby 10 kV | Scenario_0 | outage_line_11
1.0226 | -4.3958 | 2.3307 | 0.10288 | Nexø 10 kV | Scenario_0 | outage_line_11
1.0009 | -3.2533 | 0.22575 | 2.9289 | Bodilsker 10 kV | Scenario_0 | outage_line_11
|  | 0 | 0 | Rønne Syd 10 kV | Scenario_0 | outage_line_11
1.0258 | -2.919 | 0.77566 | 1.3435 | Allinge 10 kV | Scenario_0 | outage_line_11
1.0099 | -3.9668 | 1.5268 | 1.5573 | Svaneke 10 kV | Scenario_0 | outage_line_11
|  | 0 | 0 | Viadukten 10 kV | Scenario_0 | outage_line_11
|  | 0 | 0 | Auxiliary bus Viadukten 4 | Scenario_0 | outage_line_11
|  | 0 | 0 | Rønne Nord 10 kV | Scenario_0 | outage_line_11
|  | 0 | 0 | Poulsker 10 kV | Scenario_0 | outage_line_11
1 | 0 | -6.1478e-07 | -0.045549 | Vesthavnen 10 kV | Scenario_0 | outage_line_11
0.98063 | -3.7103 | 0.691 | 0.1504 | Gudhjem 10 kV | Scenario_0 | outage_line_11
0.99542 | -2.2488 | 0 | 0 | Hasle A | Scenario_0 | outage_line_12
|  | 0 | 0 | Hasle B | Scenario_0 | outage_line_12
|  | 0 | 0 | Snorrebakken | Scenario_0 | outage_line_12
|  | 0 | 0 | Olsker | Scenario_0 | outage_line_12
|  | 0 | 0 | Ronne Nord | Scenario_0 | outage_line_12
0.99589 | -2.2345 | 0 | 0 | BOR-HAS split 3 | Scenario_0 | outage_line_12
0.98904 | -2.5196 | 0 | 0 | Allinge | Scenario_0 | outage_line_12
0.97439 | -3.1845 | 0 | 0 | Svaneke | Scenario_0 | outage_line_12
0.97329 | -3.2576 | 0 | 0 | Nexo | Scenario_0 | outage_line_12
0.97459 | -3.0601 | 0 | 0 | Bodilsker | Scenario_0 | outage_line_12
|  | 0 | 0 | Poulsker | Scenario_0 | outage_line_12
|  | 0 | 0 | Aakirkeby | Scenario_0 | outage_line_12
0.97598 | -3.1084 | 0 | 0 | Dalslunde | Scenario_0 | outage_line_12
0.98097 | -2.938 | 0 | 0 | Osterlars | Scenario_0 | outage_line_12
0.9894 | -2.5275 | 0 | 0 | Olsker | Scenario_0 | outage_line_12
0.98079 | -2.9564 | 0 | 0 | Gudhjem | Scenario_0 | outage_line_12
|  | 0 | 0 | Viadukten A | Scenario_0 | outage_line_12
|  | 0 | 0 | Viadukten B | Scenario_0 | outage_line_12
|  | 0 | 0 | Ronne Syd | Scenario_0 | outage_line_12
|  | 0 | 0 | Vaerket A | Scenario_0 | outage_line_12
|  | 0 | 0 | Vaerket B | Scenario_0 | outage_line_12
0.95435 | 0.00077334 | 0 | 0 | Vesthavnen | Scenario_0 | outage_line_12
|  | 0 | 0 | Auxiliary bus Viadukten 1 | Scenario_0 | outage_line_12
|  | 0 | 0 | Auxiliary bus Viadukten 2 | Scenario_0 | outage_line_12
|  | 0 | 0 | Auxiliary bus Viadukten 3 | Scenario_0 | outage_line_12
1.0098 | -1.4349 | 0 | 0 | BOR HAS split 1 | Scenario_0 | outage_line_12
1.0097 | -1.4512 | 0 | 0 | BOR HAS split 2 | Scenario_0 | outage_line_12
1.009 | -1.1534 | 0 | 0 | Borrby | Scenario_0 | outage_line_12
0.91 | 0 | -10.3268 | 6.8091 | Tomelilla | Scenario_0 | outage_line_12
|  | 0 | 0 | Vaerket Blok 6 | Scenario_0 | outage_line_12
|  | 0 | 0 | Vaerket Blok 5 | Scenario_0 | outage_line_12
|  | 0 | 0 | Vaerket Diesler | Scenario_0 | outage_line_12
|  | 0 | 0 | Vaer N | Scenario_0 | outage_line_12
|  | 0 | 0 | Dampværk A | Scenario_0 | outage_line_12
|  | 0 | 0 | Dampværk B | Scenario_0 | outage_line_12
|  | 0 | 0 | Aux bus trafo DMP | Scenario_0 | outage_line_12
|  | 0 | 0 | Aux bus trafo DMP 2 | Scenario_0 | outage_line_12
|  | 0 | 0 | Snorrebakken 10 kV | Scenario_0 | outage_line_12
0.99542 | -2.2488 | 0 | 0 | Aux bus trafo HASLE | Scenario_0 | outage_line_12
0.99542 | -2.2488 | 0 | 0 | Aux bus trafo HASLE | Scenario_0 | outage_line_12
1.0367 | -2.9958 | 1.4839 | 0.5239 | Hasle 10 kV | Scenario_0 | outage_line_12
0.98625 | -3.8844 | 1.3827 | 0.10215 | Olsker 10 kV | Scenario_0 | outage_line_12
1.0227 | -3.4374 | 1.5451 | 0.74434 | Østerlars 10 kV | Scenario_0 | outage_line_12
|  | 0 | 0 | Åkirkeby 10 kV | Scenario_0 | outage_line_12
1.0177 | -4.4001 | 2.3307 | 0.10288 | Nexø 10 kV | Scenario_0 | outage_line_12
0.997 | -3.0813 | 0.22575 | 2.9136 | Bodilsker 10 kV | Scenario_0 | outage_line_12
|  | 0 | 0 | Rønne Syd 10 kV | Scenario_0 | outage_line_12
1.0233 | -2.8555 | 0.77566 | 1.3435 | Allinge 10 kV | Scenario_0 | outage_line_12
1.0055 | -3.907 | 1.5268 | 1.5573 | Svaneke 10 kV | Scenario_0 | outage_line_12
|  | 0 | 0 | Viadukten 10 kV | Scenario_0 | outage_line_12
|  | 0 | 0 | Auxiliary bus Viadukten 4 | Scenario_0 | outage_line_12
|  | 0 | 0 | Rønne Nord 10 kV | Scenario_0 | outage_line_12
|  | 0 | 0 | Poulsker 10 kV | Scenario_0 | outage_line_12
1 | 0 | -6.1478e-07 | -0.045549 | Vesthavnen 10 kV | Scenario_0 | outage_line_12
0.97756 | -3.6235 | 0.691 | 0.1504 | Gudhjem 10 kV | Scenario_0 | outage_line_12
1.0073 | -2.5252 | 0 | 0 | Hasle A | Scenario_0 | outage_line_13
|  | 0 | 0 | Hasle B | Scenario_0 | outage_line_13
|  | 0 | 0 | Snorrebakken | Scenario_0 | outage_line_13
|  | 0 | 0 | Olsker | Scenario_0 | outage_line_13
|  | 0 | 0 | Ronne Nord | Scenario_0 | outage_line_13
1.0077 | -2.5052 | 0 | 0 | BOR-HAS split 3 | Scenario_0 | outage_line_13
1.0034 | -2.8692 | 0 | 0 | Allinge | Scenario_0 | outage_line_13
0.99695 | -3.7806 | 0 | 0 | Svaneke | Scenario_0 | outage_line_13
0.99589 | -3.8517 | 0 | 0 | Nexo | Scenario_0 | outage_line_13
|  | 0 | 0 | Bodilsker | Scenario_0 | outage_line_13
|  | 0 | 0 | Poulsker | Scenario_0 | outage_line_13
|  | 0 | 0 | Aakirkeby | Scenario_0 | outage_line_13
0.99848 | -3.7053 | 0 | 0 | Dalslunde | Scenario_0 | outage_line_13
0.99998 | -3.4266 | 0 | 0 | Osterlars | Scenario_0 | outage_line_13
1.0038 | -2.8767 | 0 | 0 | Olsker | Scenario_0 | outage_line_13
0.99981 | -3.4449 | 0 | 0 | Gudhjem | Scenario_0 | outage_line_13
|  | 0 | 0 | Viadukten A | Scenario_0 | outage_line_13
|  | 0 | 0 | Viadukten B | Scenario_0 | outage_line_13
|  | 0 | 0 | Ronne Syd | Scenario_0 | outage_line_13
|  | 0 | 0 | Vaerket A | Scenario_0 | outage_line_13
|  | 0 | 0 | Vaerket B | Scenario_0 | outage_line_13
0.95435 | 0.00077334 | 0 | 0 | Vesthavnen | Scenario_0 | outage_line_13
|  | 0 | 0 | Auxiliary bus Viadukten 1 | Scenario_0 | outage_line_13
|  | 0 | 0 | Auxiliary bus Viadukten 2 | Scenario_0 | outage_line_13
|  | 0 | 0 | Auxiliary bus Viadukten 3 | Scenario_0 | outage_line_13
1.0174 | -1.4457 | 0 | 0 | BOR HAS split 1 | Scenario_0 | outage_line_13
1.0174 | -1.4649 | 0 | 0 | BOR HAS split 2 | Scenario_0 | outage_line_13
1.0152 | -1.1413 | 0 | 0 | Borrby | Scenario_0 | outage_line_13
0.91 | 0 | -10.1151 | 10.1027 | Tomelilla | Scenario_0 | outage_line_13
|  | 0 | 0 | Vaerket Blok 6 | Scenario_0 | outage_line_13
|  | 0 | 0 | Vaerket Blok 5 | Scenario_0 | outage_line_13
|  | 0 | 0 | Vaerket Diesler | Scenario_0 | outage_line_13
|  | 0 | 0 | Vaer N | Scenario_0 | outage_line_13
|  | 0 | 0 | Dampværk A | Scenario_0 | outage_line_13
|  | 0 | 0 | Dampværk B | Scenario_0 | outage_line_13
|  | 0 | 0 | Aux bus trafo DMP | Scenario_0 | outage_line_13
|  | 0 | 0 | Aux bus trafo DMP 2 | Scenario_0 | outage_line_13
|  | 0 | 0 | Snorrebakken 10 kV | Scenario_0 | outage_line_13
1.0073 | -2.5252 | 0 | 0 | Aux bus trafo HASLE | Scenario_0 | outage_line_13
1.0073 | -2.5252 | 0 | 0 | Aux bus trafo HASLE | Scenario_0 | outage_line_13
1.0493 | -3.2546 | 1.4839 | 0.5239 | Hasle 10 kV | Scenario_0 | outage_line_13
1.0007 | -4.1949 | 1.3827 | 0.10215 | Olsker 10 kV | Scenario_0 | outage_line_13
1.0427 | -3.9072 | 1.5451 | 0.74434 | Østerlars 10 kV | Scenario_0 | outage_line_13
|  | 0 | 0 | Åkirkeby 10 kV | Scenario_0 | outage_line_13
1.0414 | -4.9428 | 2.3307 | 0.10288 | Nexø 10 kV | Scenario_0 | outage_line_13
|  | 0 | 0 | Bodilsker 10 kV | Scenario_0 | outage_line_13
|  | 0 | 0 | Rønne Syd 10 kV | Scenario_0 | outage_line_13
1.0386 | -3.1954 | 0.77566 | 1.3435 | Allinge 10 kV | Scenario_0 | outage_line_13
1.0295 | -4.4703 | 1.5268 | 1.5573 | Svaneke 10 kV | Scenario_0 | outage_line_13
|  | 0 | 0 | Viadukten 10 kV | Scenario_0 | outage_line_13
|  | 0 | 0 | Auxiliary bus Viadukten 4 | Scenario_0 | outage_line_13
|  | 0 | 0 | Rønne Nord 10 kV | Scenario_0 | outage_line_13
|  | 0 | 0 | Poulsker 10 kV | Scenario_0 | outage_line_13
1 | 0 | -6.1478e-07 | -0.045549 | Vesthavnen 10 kV | Scenario_0 | outage_line_13
0.99664 | -4.0867 | 0.691 | 0.1504 | Gudhjem 10 kV | Scenario_0 | outage_line_13
1.0071 | -1.9041 | 0 | 0 | Hasle A | Scenario_0 | outage_line_14
|  | 0 | 0 | Hasle B | Scenario_0 | outage_line_14
|  | 0 | 0 | Snorrebakken | Scenario_0 | outage_line_14
|  | 0 | 0 | Olsker | Scenario_0 | outage_line_14
|  | 0 | 0 | Ronne Nord | Scenario_0 | outage_line_14
1.0074 | -1.8918 | 0 | 0 | BOR-HAS split 3 | Scenario_0 | outage_line_14
1.0033 | -2.1121 | 0 | 0 | Allinge | Scenario_0 | outage_line_14
0.99774 | -2.4851 | 0 | 0 | Svaneke | Scenario_0 | outage_line_14
|  | 0 | 0 | Nexo | Scenario_0 | outage_line_14
|  | 0 | 0 | Bodilsker | Scenario_0 | outage_line_14
|  | 0 | 0 | Poulsker | Scenario_0 | outage_line_14
|  | 0 | 0 | Aakirkeby | Scenario_0 | outage_line_14
0.99868 | -2.4855 | 0 | 0 | Dalslunde | Scenario_0 | outage_line_14
1.0001 | -2.4074 | 0 | 0 | Osterlars | Scenario_0 | outage_line_14
1.0037 | -2.1197 | 0 | 0 | Olsker | Scenario_0 | outage_line_14
0.9999 | -2.4256 | 0 | 0 | Gudhjem | Scenario_0 | outage_line_14
|  | 0 | 0 | Viadukten A | Scenario_0 | outage_line_14
|  | 0 | 0 | Viadukten B | Scenario_0 | outage_line_14
|  | 0 | 0 | Ronne Syd | Scenario_0 | outage_line_14
|  | 0 | 0 | Vaerket A | Scenario_0 | outage_line_14
|  | 0 | 0 | Vaerket B | Scenario_0 | outage_line_14
0.95435 | 0.00077334 | 0 | 0 | Vesthavnen | Scenario_0 | outage_line_14
|  | 0 | 0 | Auxiliary bus Viadukten 1 | Scenario_0 | outage_line_14
|  | 0 | 0 | Auxiliary bus Viadukten 2 | Scenario_0 | outage_line_14
|  | 0 | 0 | Auxiliary bus Viadukten 3 | Scenario_0 | outage_line_14
1.015 | -1.1084 | 0 | 0 | BOR HAS split 1 | Scenario_0 | outage_line_14
1.015 | -1.1239 | 0 | 0 | BOR HAS split 2 | Scenario_0 | outage_line_14
1.013 | -0.86798 | 0 | 0 | Borrby | Scenario_0 | outage_line_14
0.91 | 0 | -7.6211 | 8.8228 | Tomelilla | Scenario_0 | outage_line_14
|  | 0 | 0 | Vaerket Blok 6 | Scenario_0 | outage_line_14
|  | 0 | 0 | Vaerket Blok 5 | Scenario_0 | outage_line_14
|  | 0 | 0 | Vaerket Diesler | Scenario_0 | outage_line_14
|  | 0 | 0 | Vaer N | Scenario_0 | outage_line_14
|  | 0 | 0 | Dampværk A | Scenario_0 | outage_line_14
|  | 0 | 0 | Dampværk B | Scenario_0 | outage_line_14
|  | 0 | 0 | Aux bus trafo DMP | Scenario_0 | outage_line_14
|  | 0 | 0 | Aux bus trafo DMP 2 | Scenario_0 | outage_line_14
|  | 0 | 0 | Snorrebakken 10 kV | Scenario_0 | outage_line_14
1.0071 | -1.9041 | 0 | 0 | Aux bus trafo HASLE | Scenario_0 | outage_line_14
1.0071 | -1.9041 | 0 | 0 | Aux bus trafo HASLE | Scenario_0 | outage_line_14
1.0491 | -2.6338 | 1.4839 | 0.5239 | Hasle 10 kV | Scenario_0 | outage_line_14
1.0006 | -3.4382 | 1.3827 | 0.10215 | Olsker 10 kV | Scenario_0 | outage_line_14
1.0428 | -2.8878 | 1.5451 | 0.74434 | Østerlars 10 kV | Scenario_0 | outage_line_14
|  | 0 | 0 | Åkirkeby 10 kV | Scenario_0 | outage_line_14
|  | 0 | 0 | Nexø 10 kV | Scenario_0 | outage_line_14
|  | 0 | 0 | Bodilsker 10 kV | Scenario_0 | outage_line_14
|  | 0 | 0 | Rønne Syd 10 kV | Scenario_0 | outage_line_14
1.0385 | -2.4384 | 0.77566 | 1.3435 | Allinge 10 kV | Scenario_0 | outage_line_14
1.0303 | -3.1737 | 1.5268 | 1.5573 | Svaneke 10 kV | Scenario_0 | outage_line_14
|  | 0 | 0 | Viadukten 10 kV | Scenario_0 | outage_line_14
|  | 0 | 0 | Auxiliary bus Viadukten 4 | Scenario_0 | outage_line_14
|  | 0 | 0 | Rønne Nord 10 kV | Scenario_0 | outage_line_14
|  | 0 | 0 | Poulsker 10 kV | Scenario_0 | outage_line_14
1 | 0 | -6.1478e-07 | -0.045549 | Vesthavnen 10 kV | Scenario_0 | outage_line_14
0.99672 | -3.0674 | 0.691 | 0.1504 | Gudhjem 10 kV | Scenario_0 | outage_line_14
1.0116 | -1.6402 | 0 | 0 | Hasle A | Scenario_0 | outage_line_15
|  | 0 | 0 | Hasle B | Scenario_0 | outage_line_15
|  | 0 | 0 | Snorrebakken | Scenario_0 | outage_line_15
|  | 0 | 0 | Olsker | Scenario_0 | outage_line_15
|  | 0 | 0 | Ronne Nord | Scenario_0 | outage_line_15
1.0118 | -1.6302 | 0 | 0 | BOR-HAS split 3 | Scenario_0 | outage_line_15
1.0088 | -1.796 | 0 | 0 | Allinge | Scenario_0 | outage_line_15
|  | 0 | 0 | Svaneke | Scenario_0 | outage_line_15
|  | 0 | 0 | Nexo | Scenario_0 | outage_line_15
|  | 0 | 0 | Bodilsker | Scenario_0 | outage_line_15
|  | 0 | 0 | Poulsker | Scenario_0 | outage_line_15
|  | 0 | 0 | Aakirkeby | Scenario_0 | outage_line_15
1.0076 | -1.9928 | 0 | 0 | Dalslunde | Scenario_0 | outage_line_15
1.0075 | -1.9905 | 0 | 0 | Osterlars | Scenario_0 | outage_line_15
1.0092 | -1.8035 | 0 | 0 | Olsker | Scenario_0 | outage_line_15
1.0074 | -2.0086 | 0 | 0 | Gudhjem | Scenario_0 | outage_line_15
|  | 0 | 0 | Viadukten A | Scenario_0 | outage_line_15
|  | 0 | 0 | Viadukten B | Scenario_0 | outage_line_15
|  | 0 | 0 | Ronne Syd | Scenario_0 | outage_line_15
|  | 0 | 0 | Vaerket A | Scenario_0 | outage_line_15
|  | 0 | 0 | Vaerket B | Scenario_0 | outage_line_15
0.95435 | 0.00077334 | 0 | 0 | Vesthavnen | Scenario_0 | outage_line_15
|  | 0 | 0 | Auxiliary bus Viadukten 1 | Scenario_0 | outage_line_15
|  | 0 | 0 | Auxiliary bus Viadukten 2 | Scenario_0 | outage_line_15
|  | 0 | 0 | Auxiliary bus Viadukten 3 | Scenario_0 | outage_line_15
1.0165 | -0.91062 | 0 | 0 | BOR HAS split 1 | Scenario_0 | outage_line_15
1.0165 | -0.92495 | 0 | 0 | BOR HAS split 2 | Scenario_0 | outage_line_15
1.014 | -0.6995 | 0 | 0 | Borrby | Scenario_0 | outage_line_15
0.91 | 0 | -6.0404 | 9.3252 | Tomelilla | Scenario_0 | outage_line_15
|  | 0 | 0 | Vaerket Blok 6 | Scenario_0 | outage_line_15
|  | 0 | 0 | Vaerket Blok 5 | Scenario_0 | outage_line_15
|  | 0 | 0 | Vaerket Diesler | Scenario_0 | outage_line_15
|  | 0 | 0 | Vaer N | Scenario_0 | outage_line_15
|  | 0 | 0 | Dampværk A | Scenario_0 | outage_line_15
|  | 0 | 0 | Dampværk B | Scenario_0 | outage_line_15
|  | 0 | 0 | Aux bus trafo DMP | Scenario_0 | outage_line_15
|  | 0 | 0 | Aux bus trafo DMP 2 | Scenario_0 | outage_line_15
|  | 0 | 0 | Snorrebakken 10 kV | Scenario_0 | outage_line_15
1.0116 | -1.6402 | 0 | 0 | Aux bus trafo HASLE | Scenario_0 | outage_line_15
1.0116 | -1.6402 | 0 | 0 | Aux bus trafo HASLE | Scenario_0 | outage_line_15
1.0538 | -2.3634 | 1.4839 | 0.5239 | Hasle 10 kV | Scenario_0 | outage_line_15
1.0061 | -3.1075 | 1.3827 | 0.10215 | Olsker 10 kV | Scenario_0 | outage_line_15
1.0507 | -2.4638 | 1.5451 | 0.74434 | Østerlars 10 kV | Scenario_0 | outage_line_15
|  | 0 | 0 | Åkirkeby 10 kV | Scenario_0 | outage_line_15
|  | 0 | 0 | Nexø 10 kV | Scenario_0 | outage_line_15
|  | 0 | 0 | Bodilsker 10 kV | Scenario_0 | outage_line_15
|  | 0 | 0 | Rønne Syd 10 kV | Scenario_0 | outage_line_15
1.0443 | -2.1187 | 0.77566 | 1.3435 | Allinge 10 kV | Scenario_0 | outage_line_15
|  | 0 | 0 | Svaneke 10 kV | Scenario_0 | outage_line_15
|  | 0 | 0 | Viadukten 10 kV | Scenario_0 | outage_line_15
|  | 0 | 0 | Auxiliary bus Viadukten 4 | Scenario_0 | outage_line_15
|  | 0 | 0 | Rønne Nord 10 kV | Scenario_0 | outage_line_15
|  | 0 | 0 | Poulsker 10 kV | Scenario_0 | outage_line_15
1 | 0 | -6.1478e-07 | -0.045549 | Vesthavnen 10 kV | Scenario_0 | outage_line_15
1.0042 | -2.6409 | 0.691 | 0.1504 | Gudhjem 10 kV | Scenario_0 | outage_line_15
1.0112 | -1.6284 | 0 | 0 | Hasle A | Scenario_0 | outage_line_16
|  | 0 | 0 | Hasle B | Scenario_0 | outage_line_16
|  | 0 | 0 | Snorrebakken | Scenario_0 | outage_line_16
|  | 0 | 0 | Olsker | Scenario_0 | outage_line_16
|  | 0 | 0 | Ronne Nord | Scenario_0 | outage_line_16
1.0114 | -1.6186 | 0 | 0 | BOR-HAS split 3 | Scenario_0 | outage_line_16
1.0084 | -1.7812 | 0 | 0 | Allinge | Scenario_0 | outage_line_16
|  | 0 | 0 | Svaneke | Scenario_0 | outage_line_16
|  | 0 | 0 | Nexo | Scenario_0 | outage_line_16
|  | 0 | 0 | Bodilsker | Scenario_0 | outage_line_16
|  | 0 | 0 | Poulsker | Scenario_0 | outage_line_16
|  | 0 | 0 | Aakirkeby | Scenario_0 | outage_line_16
|  | 0 | 0 | Dalslunde | Scenario_0 | outage_line_16
1.0069 | -1.9698 | 0 | 0 | Osterlars | Scenario_0 | outage_line_16
1.0087 | -1.7886 | 0 | 0 | Olsker | Scenario_0 | outage_line_16
1.0067 | -1.9879 | 0 | 0 | Gudhjem | Scenario_0 | outage_line_16
|  | 0 | 0 | Viadukten A | Scenario_0 | outage_line_16
|  | 0 | 0 | Viadukten B | Scenario_0 | outage_line_16
|  | 0 | 0 | Ronne Syd | Scenario_0 | outage_line_16
|  | 0 | 0 | Vaerket A | Scenario_0 | outage_line_16
|  | 0 | 0 | Vaerket B | Scenario_0 | outage_line_16
0.95435 | 0.00077334 | 0 | 0 | Vesthavnen | Scenario_0 | outage_line_16
|  | 0 | 0 | Auxiliary bus Viadukten 1 | Scenario_0 | outage_line_16
|  | 0 | 0 | Auxiliary bus Viadukten 2 | Scenario_0 | outage_line_16
|  | 0 | 0 | Auxiliary bus Viadukten 3 | Scenario_0 | outage_line_16
1.0162 | -0.90889 | 0 | 0 | BOR HAS split 1 | Scenario_0 | outage_line_16
1.0162 | -0.9231 | 0 | 0 | BOR HAS split 2 | Scenario_0 | outage_line_16
1.0138 | -0.69882 | 0 | 0 | Borrby | Scenario_0 | outage_line_16
0.91 | 0 | -6.0384 | 9.2093 | Tomelilla | Scenario_0 | outage_line_16
|  | 0 | 0 | Vaerket Blok 6 | Scenario_0 | outage_line_16
|  | 0 | 0 | Vaerket Blok 5 | Scenario_0 | outage_line_16
|  | 0 | 0 | Vaerket Diesler | Scenario_0 | outage_line_16
|  | 0 | 0 | Vaer N | Scenario_0 | outage_line_16
|  | 0 | 0 | Dampværk A | Scenario_0 | outage_line_16
|  | 0 | 0 | Dampværk B | Scenario_0 | outage_line_16
|  | 0 | 0 | Aux bus trafo DMP | Scenario_0 | outage_line_16
|  | 0 | 0 | Aux bus trafo DMP 2 | Scenario_0 | outage_line_16
|  | 0 | 0 | Snorrebakken 10 kV | Scenario_0 | outage_line_16
1.0112 | -1.6284 | 0 | 0 | Aux bus trafo HASLE | Scenario_0 | outage_line_16
1.0112 | -1.6284 | 0 | 0 | Aux bus trafo HASLE | Scenario_0 | outage_line_16
1.0534 | -2.3522 | 1.4839 | 0.5239 | Hasle 10 kV | Scenario_0 | outage_line_16
1.0056 | -3.0939 | 1.3827 | 0.10215 | Olsker 10 kV | Scenario_0 | outage_line_16
1.05 | -2.4437 | 1.5451 | 0.74434 | Østerlars 10 kV | Scenario_0 | outage_line_16
|  | 0 | 0 | Åkirkeby 10 kV | Scenario_0 | outage_line_16
|  | 0 | 0 | Nexø 10 kV | Scenario_0 | outage_line_16
|  | 0 | 0 | Bodilsker 10 kV | Scenario_0 | outage_line_16
|  | 0 | 0 | Rønne Syd 10 kV | Scenario_0 | outage_line_16
1.0438 | -2.1042 | 0.77566 | 1.3435 | Allinge 10 kV | Scenario_0 | outage_line_16
|  | 0 | 0 | Svaneke 10 kV | Scenario_0 | outage_line_16
|  | 0 | 0 | Viadukten 10 kV | Scenario_0 | outage_line_16
|  | 0 | 0 | Auxiliary bus Viadukten 4 | Scenario_0 | outage_line_16
|  | 0 | 0 | Rønne Nord 10 kV | Scenario_0 | outage_line_16
|  | 0 | 0 | Poulsker 10 kV | Scenario_0 | outage_line_16
1 | 0 | -6.1478e-07 | -0.045549 | Vesthavnen 10 kV | Scenario_0 | outage_line_16
1.0036 | -2.621 | 0.691 | 0.1504 | Gudhjem 10 kV | Scenario_0 | outage_line_16
1.0091 | -1.3908 | 0 | 0 | Hasle A | Scenario_0 | outage_line_17
|  | 0 | 0 | Hasle B | Scenario_0 | outage_line_17
|  | 0 | 0 | Snorrebakken | Scenario_0 | outage_line_17
|  | 0 | 0 | Olsker | Scenario_0 | outage_line_17
|  | 0 | 0 | Ronne Nord | Scenario_0 | outage_line_17
1.0094 | -1.3843 | 0 | 0 | BOR-HAS split 3 | Scenario_0 | outage_line_17
1.0059 | -1.4894 | 0 | 0 | Allinge | Scenario_0 | outage_line_17
|  | 0 | 0 | Svaneke | Scenario_0 | outage_line_17
|  | 0 | 0 | Nexo | Scenario_0 | outage_line_17
|  | 0 | 0 | Bodilsker | Scenario_0 | outage_line_17
|  | 0 | 0 | Poulsker | Scenario_0 | outage_line_17
|  | 0 | 0 | Aakirkeby | Scenario_0 | outage_line_17
|  | 0 | 0 | Dalslunde | Scenario_0 | outage_line_17
1.0038 | -1.5737 | 0 | 0 | Osterlars | Scenario_0 | outage_line_17
1.0063 | -1.4969 | 0 | 0 | Olsker | Scenario_0 | outage_line_17
|  | 0 | 0 | Gudhjem | Scenario_0 | outage_line_17
|  | 0 | 0 | Viadukten A | Scenario_0 | outage_line_17
|  | 0 | 0 | Viadukten B | Scenario_0 | outage_line_17
|  | 0 | 0 | Ronne Syd | Scenario_0 | outage_line_17
|  | 0 | 0 | Vaerket A | Scenario_0 | outage_line_17
|  | 0 | 0 | Vaerket B | Scenario_0 | outage_line_17
0.95435 | 0.00077334 | 0 | 0 | Vesthavnen | Scenario_0 | outage_line_17
|  | 0 | 0 | Auxiliary bus Viadukten 1 | Scenario_0 | outage_line_17
|  | 0 | 0 | Auxiliary bus Viadukten 2 | Scenario_0 | outage_line_17
|  | 0 | 0 | Auxiliary bus Viadukten 3 | Scenario_0 | outage_line_17
1.0142 | -0.80305 | 0 | 0 | BOR HAS split 1 | Scenario_0 | outage_line_17
1.0142 | -0.81563 | 0 | 0 | BOR HAS split 2 | Scenario_0 | outage_line_17
1.012 | -0.61676 | 0 | 0 | Borrby | Scenario_0 | outage_line_17
0.91 | 0 | -5.3146 | 8.2539 | Tomelilla | Scenario_0 | outage_line_17
|  | 0 | 0 | Vaerket Blok 6 | Scenario_0 | outage_line_17
|  | 0 | 0 | Vaerket Blok 5 | Scenario_0 | outage_line_17
|  | 0 | 0 | Vaerket Diesler | Scenario_0 | outage_line_17
|  | 0 | 0 | Vaer N | Scenario_0 | outage_line_17
|  | 0 | 0 | Dampværk A | Scenario_0 | outage_line_17
|  | 0 | 0 | Dampværk B | Scenario_0 | outage_line_17
|  | 0 | 0 | Aux bus trafo DMP | Scenario_0 | outage_line_17
|  | 0 | 0 | Aux bus trafo DMP 2 | Scenario_0 | outage_line_17
|  | 0 | 0 | Snorrebakken 10 kV | Scenario_0 | outage_line_17
1.0091 | -1.3908 | 0 | 0 | Aux bus trafo HASLE | Scenario_0 | outage_line_17
1.0091 | -1.3908 | 0 | 0 | Aux bus trafo HASLE | Scenario_0 | outage_line_17
1.0512 | -2.1175 | 1.4839 | 0.5239 | Hasle 10 kV | Scenario_0 | outage_line_17
1.0032 | -2.8084 | 1.3827 | 0.10215 | Olsker 10 kV | Scenario_0 | outage_line_17
1.0467 | -2.0506 | 1.5451 | 0.74434 | Østerlars 10 kV | Scenario_0 | outage_line_17
|  | 0 | 0 | Åkirkeby 10 kV | Scenario_0 | outage_line_17
|  | 0 | 0 | Nexø 10 kV | Scenario_0 | outage_line_17
|  | 0 | 0 | Bodilsker 10 kV | Scenario_0 | outage_line_17
|  | 0 | 0 | Rønne Syd 10 kV | Scenario_0 | outage_line_17
1.0412 | -1.814 | 0.77566 | 1.3435 | Allinge 10 kV | Scenario_0 | outage_line_17
|  | 0 | 0 | Svaneke 10 kV | Scenario_0 | outage_line_17
|  | 0 | 0 | Viadukten 10 kV | Scenario_0 | outage_line_17
|  | 0 | 0 | Auxiliary bus Viadukten 4 | Scenario_0 | outage_line_17
|  | 0 | 0 | Rønne Nord 10 kV | Scenario_0 | outage_line_17
|  | 0 | 0 | Poulsker 10 kV | Scenario_0 | outage_line_17
1 | 0 | -6.1478e-07 | -0.045549 | Vesthavnen 10 kV | Scenario_0 | outage_line_17
|  | 0 | 0 | Gudhjem 10 kV | Scenario_0 | outage_line_17
1.0147 | -1.1624 | 0 | 0 | Hasle A | Scenario_0 | outage_line_18
|  | 0 | 0 | Hasle B | Scenario_0 | outage_line_18
|  | 0 | 0 | Snorrebakken | Scenario_0 | outage_line_18
|  | 0 | 0 | Olsker | Scenario_0 | outage_line_18
|  | 0 | 0 | Ronne Nord | Scenario_0 | outage_line_18
1.0149 | -1.1576 | 0 | 0 | BOR-HAS split 3 | Scenario_0 | outage_line_18
1.0128 | -1.2186 | 0 | 0 | Allinge | Scenario_0 | outage_line_18
|  | 0 | 0 | Svaneke | Scenario_0 | outage_line_18
|  | 0 | 0 | Nexo | Scenario_0 | outage_line_18
|  | 0 | 0 | Bodilsker | Scenario_0 | outage_line_18
|  | 0 | 0 | Poulsker | Scenario_0 | outage_line_18
|  | 0 | 0 | Aakirkeby | Scenario_0 | outage_line_18
|  | 0 | 0 | Dalslunde | Scenario_0 | outage_line_18
|  | 0 | 0 | Osterlars | Scenario_0 | outage_line_18
1.0131 | -1.226 | 0 | 0 | Olsker | Scenario_0 | outage_line_18
|  | 0 | 0 | Gudhjem | Scenario_0 | outage_line_18
|  | 0 | 0 | Viadukten A | Scenario_0 | outage_line_18
|  | 0 | 0 | Viadukten B | Scenario_0 | outage_line_18
|  | 0 | 0 | Ronne Syd | Scenario_0 | outage_line_18
|  | 0 | 0 | Vaerket A | Scenario_0 | outage_line_18
|  | 0 | 0 | Vaerket B | Scenario_0 | outage_line_18
0.95435 | 0.00077334 | 0 | 0 | Vesthavnen | Scenario_0 | outage_line_18
|  | 0 | 0 | Auxiliary bus Viadukten 1 | Scenario_0 | outage_line_18
|  | 0 | 0 | Auxiliary bus Viadukten 2 | Scenario_0 | outage_line_18
|  | 0 | 0 | Auxiliary bus Viadukten 3 | Scenario_0 | outage_line_18
1.0164 | -0.61126 | 0 | 0 | BOR HAS split 1 | Scenario_0 | outage_line_18
1.0165 | -0.62306 | 0 | 0 | BOR HAS split 2 | Scenario_0 | outage_line_18
1.0137 | -0.45113 | 0 | 0 | Borrby | Scenario_0 | outage_line_18
0.91 | 0 | -3.7465 | 9.0586 | Tomelilla | Scenario_0 | outage_line_18
|  | 0 | 0 | Vaerket Blok 6 | Scenario_0 | outage_line_18
|  | 0 | 0 | Vaerket Blok 5 | Scenario_0 | outage_line_18
|  | 0 | 0 | Vaerket Diesler | Scenario_0 | outage_line_18
|  | 0 | 0 | Vaer N | Scenario_0 | outage_line_18
|  | 0 | 0 | Dampværk A | Scenario_0 | outage_line_18
|  | 0 | 0 | Dampværk B | Scenario_0 | outage_line_18
|  | 0 | 0 | Aux bus trafo DMP | Scenario_0 | outage_line_18
|  | 0 | 0 | Aux bus trafo DMP 2 | Scenario_0 | outage_line_18
|  | 0 | 0 | Snorrebakken 10 kV | Scenario_0 | outage_line_18
1.0147 | -1.1624 | 0 | 0 | Aux bus trafo HASLE | Scenario_0 | outage_line_18
1.0147 | -1.1624 | 0 | 0 | Aux bus trafo HASLE | Scenario_0 | outage_line_18
1.057 | -1.8811 | 1.4839 | 0.5239 | Hasle 10 kV | Scenario_0 | outage_line_18
1.01 | -2.5199 | 1.3827 | 0.10215 | Olsker 10 kV | Scenario_0 | outage_line_18
|  | 0 | 0 | Østerlars 10 kV | Scenario_0 | outage_line_18
|  | 0 | 0 | Åkirkeby 10 kV | Scenario_0 | outage_line_18
|  | 0 | 0 | Nexø 10 kV | Scenario_0 | outage_line_18
|  | 0 | 0 | Bodilsker 10 kV | Scenario_0 | outage_line_18
|  | 0 | 0 | Rønne Syd 10 kV | Scenario_0 | outage_line_18
1.0485 | -1.5388 | 0.77566 | 1.3435 | Allinge 10 kV | Scenario_0 | outage_line_18
|  | 0 | 0 | Svaneke 10 kV | Scenario_0 | outage_line_18
|  | 0 | 0 | Viadukten 10 kV | Scenario_0 | outage_line_18
|  | 0 | 0 | Auxiliary bus Viadukten 4 | Scenario_0 | outage_line_18
|  | 0 | 0 | Rønne Nord 10 kV | Scenario_0 | outage_line_18
|  | 0 | 0 | Poulsker 10 kV | Scenario_0 | outage_line_18
1 | 0 | -6.1478e-07 | -0.045549 | Vesthavnen 10 kV | Scenario_0 | outage_line_18
|  | 0 | 0 | Gudhjem 10 kV | Scenario_0 | outage_line_18
1.0185 | -1.0793 | 0 | 0 | Hasle A | Scenario_0 | outage_line_19
|  | 0 | 0 | Hasle B | Scenario_0 | outage_line_19
|  | 0 | 0 | Snorrebakken | Scenario_0 | outage_line_19
|  | 0 | 0 | Olsker | Scenario_0 | outage_line_19
|  | 0 | 0 | Ronne Nord | Scenario_0 | outage_line_19
1.0186 | -1.0747 | 0 | 0 | BOR-HAS split 3 | Scenario_0 | outage_line_19
|  | 0 | 0 | Allinge | Scenario_0 | outage_line_19
|  | 0 | 0 | Svaneke | Scenario_0 | outage_line_19
|  | 0 | 0 | Nexo | Scenario_0 | outage_line_19
|  | 0 | 0 | Bodilsker | Scenario_0 | outage_line_19
|  | 0 | 0 | Poulsker | Scenario_0 | outage_line_19
|  | 0 | 0 | Aakirkeby | Scenario_0 | outage_line_19
|  | 0 | 0 | Dalslunde | Scenario_0 | outage_line_19
|  | 0 | 0 | Osterlars | Scenario_0 | outage_line_19
1.0177 | -1.1298 | 0 | 0 | Olsker | Scenario_0 | outage_line_19
|  | 0 | 0 | Gudhjem | Scenario_0 | outage_line_19
|  | 0 | 0 | Viadukten A | Scenario_0 | outage_line_19
|  | 0 | 0 | Viadukten B | Scenario_0 | outage_line_19
|  | 0 | 0 | Ronne Syd | Scenario_0 | outage_line_19
|  | 0 | 0 | Vaerket A | Scenario_0 | outage_line_19
|  | 0 | 0 | Vaerket B | Scenario_0 | outage_line_19
0.95435 | 0.00077334 | 0 | 0 | Vesthavnen | Scenario_0 | outage_line_19
|  | 0 | 0 | Auxiliary bus Viadukten 1 | Scenario_0 | outage_line_19
|  | 0 | 0 | Auxiliary bus Viadukten 2 | Scenario_0 | outage_line_19
|  | 0 | 0 | Auxiliary bus Viadukten 3 | Scenario_0 | outage_line_19
1.0182 | -0.52052 | 0 | 0 | BOR HAS split 1 | Scenario_0 | outage_line_19
1.0183 | -0.53222 | 0 | 0 | BOR HAS split 2 | Scenario_0 | outage_line_19
1.0151 | -0.37064 | 0 | 0 | Borrby | Scenario_0 | outage_line_19
0.91 | 0 | -2.9695 | 9.749 | Tomelilla | Scenario_0 | outage_line_19
|  | 0 | 0 | Vaerket Blok 6 | Scenario_0 | outage_line_19
|  | 0 | 0 | Vaerket Blok 5 | Scenario_0 | outage_line_19
|  | 0 | 0 | Vaerket Diesler | Scenario_0 | outage_line_19
|  | 0 | 0 | Vaer N | Scenario_0 | outage_line_19
|  | 0 | 0 | Dampværk A | Scenario_0 | outage_line_19
|  | 0 | 0 | Dampværk B | Scenario_0 | outage_line_19
|  | 0 | 0 | Aux bus trafo DMP | Scenario_0 | outage_line_19
|  | 0 | 0 | Aux bus trafo DMP 2 | Scenario_0 | outage_line_19
|  | 0 | 0 | Snorrebakken 10 kV | Scenario_0 | outage_line_19
1.0185 | -1.0793 | 0 | 0 | Aux bus trafo HASLE | Scenario_0 | outage_line_19
1.0185 | -1.0793 | 0 | 0 | Aux bus trafo HASLE | Scenario_0 | outage_line_19
1.061 | -1.7926 | 1.4839 | 0.5239 | Hasle 10 kV | Scenario_0 | outage_line_19
1.0146 | -2.412 | 1.3827 | 0.10215 | Olsker 10 kV | Scenario_0 | outage_line_19
|  | 0 | 0 | Østerlars 10 kV | Scenario_0 | outage_line_19
|  | 0 | 0 | Åkirkeby 10 kV | Scenario_0 | outage_line_19
|  | 0 | 0 | Nexø 10 kV | Scenario_0 | outage_line_19
|  | 0 | 0 | Bodilsker 10 kV | Scenario_0 | outage_line_19
|  | 0 | 0 | Rønne Syd 10 kV | Scenario_0 | outage_line_19
|  | 0 | 0 | Allinge 10 kV | Scenario_0 | outage_line_19
|  | 0 | 0 | Svaneke 10 kV | Scenario_0 | outage_line_19
|  | 0 | 0 | Viadukten 10 kV | Scenario_0 | outage_line_19
|  | 0 | 0 | Auxiliary bus Viadukten 4 | Scenario_0 | outage_line_19
|  | 0 | 0 | Rønne Nord 10 kV | Scenario_0 | outage_line_19
|  | 0 | 0 | Poulsker 10 kV | Scenario_0 | outage_line_19
1 | 0 | -6.1478e-07 | -0.045549 | Vesthavnen 10 kV | Scenario_0 | outage_line_19
|  | 0 | 0 | Gudhjem 10 kV | Scenario_0 | outage_line_19
1.0214 | -0.82071 | 0 | 0 | Hasle A | Scenario_0 | outage_line_20
|  | 0 | 0 | Hasle B | Scenario_0 | outage_line_20
|  | 0 | 0 | Snorrebakken | Scenario_0 | outage_line_20
|  | 0 | 0 | Olsker | Scenario_0 | outage_line_20
|  | 0 | 0 | Ronne Nord | Scenario_0 | outage_line_20
1.0214 | -0.81868 | 0 | 0 | BOR-HAS split 3 | Scenario_0 | outage_line_20
|  | 0 | 0 | Allinge | Scenario_0 | outage_line_20
|  | 0 | 0 | Svaneke | Scenario_0 | outage_line_20
|  | 0 | 0 | Nexo | Scenario_0 | outage_line_20
|  | 0 | 0 | Bodilsker | Scenario_0 | outage_line_20
|  | 0 | 0 | Poulsker | Scenario_0 | outage_line_20
|  | 0 | 0 | Aakirkeby | Scenario_0 | outage_line_20
|  | 0 | 0 | Dalslunde | Scenario_0 | outage_line_20
|  | 0 | 0 | Osterlars | Scenario_0 | outage_line_20
|  | 0 | 0 | Olsker | Scenario_0 | outage_line_20
|  | 0 | 0 | Gudhjem | Scenario_0 | outage_line_20
|  | 0 | 0 | Viadukten A | Scenario_0 | outage_line_20
|  | 0 | 0 | Viadukten B | Scenario_0 | outage_line_20
|  | 0 | 0 | Ronne Syd | Scenario_0 | outage_line_20
|  | 0 | 0 | Vaerket A | Scenario_0 | outage_line_20
|  | 0 | 0 | Vaerket B | Scenario_0 | outage_line_20
0.95435 | 0.00077334 | 0 | 0 | Vesthavnen | Scenario_0 | outage_line_20
|  | 0 | 0 | Auxiliary bus Viadukten 1 | Scenario_0 | outage_line_20
|  | 0 | 0 | Auxiliary bus Viadukten 2 | Scenario_0 | outage_line_20
|  | 0 | 0 | Auxiliary bus Viadukten 3 | Scenario_0 | outage_line_20
1.0188 | -0.34299 | 0 | 0 | BOR HAS split 1 | Scenario_0 | outage_line_20
1.0189 | -0.35345 | 0 | 0 | BOR HAS split 2 | Scenario_0 | outage_line_20
1.0154 | -0.22128 | 0 | 0 | Borrby | Scenario_0 | outage_line_20
0.91 | 0 | -1.5756 | 9.8772 | Tomelilla | Scenario_0 | outage_line_20
|  | 0 | 0 | Vaerket Blok 6 | Scenario_0 | outage_line_20
|  | 0 | 0 | Vaerket Blok 5 | Scenario_0 | outage_line_20
|  | 0 | 0 | Vaerket Diesler | Scenario_0 | outage_line_20
|  | 0 | 0 | Vaer N | Scenario_0 | outage_line_20
|  | 0 | 0 | Dampværk A | Scenario_0 | outage_line_20
|  | 0 | 0 | Dampværk B | Scenario_0 | outage_line_20
|  | 0 | 0 | Aux bus trafo DMP | Scenario_0 | outage_line_20
|  | 0 | 0 | Aux bus trafo DMP 2 | Scenario_0 | outage_line_20
|  | 0 | 0 | Snorrebakken 10 kV | Scenario_0 | outage_line_20
1.0214 | -0.82071 | 0 | 0 | Aux bus trafo HASLE | Scenario_0 | outage_line_20
1.0214 | -0.82071 | 0 | 0 | Aux bus trafo HASLE | Scenario_0 | outage_line_20
1.0641 | -1.53 | 1.4839 | 0.5239 | Hasle 10 kV | Scenario_0 | outage_line_20
|  | 0 | 0 | Olsker 10 kV | Scenario_0 | outage_line_20
|  | 0 | 0 | Østerlars 10 kV | Scenario_0 | outage_line_20
|  | 0 | 0 | Åkirkeby 10 kV | Scenario_0 | outage_line_20
|  | 0 | 0 | Nexø 10 kV | Scenario_0 | outage_line_20
|  | 0 | 0 | Bodilsker 10 kV | Scenario_0 | outage_line_20
|  | 0 | 0 | Rønne Syd 10 kV | Scenario_0 | outage_line_20
|  | 0 | 0 | Allinge 10 kV | Scenario_0 | outage_line_20
|  | 0 | 0 | Svaneke 10 kV | Scenario_0 | outage_line_20
|  | 0 | 0 | Viadukten 10 kV | Scenario_0 | outage_line_20
|  | 0 | 0 | Auxiliary bus Viadukten 4 | Scenario_0 | outage_line_20
|  | 0 | 0 | Rønne Nord 10 kV | Scenario_0 | outage_line_20
|  | 0 | 0 | Poulsker 10 kV | Scenario_0 | outage_line_20
1 | 0 | -6.1478e-07 | -0.045549 | Vesthavnen 10 kV | Scenario_0 | outage_line_20
|  | 0 | 0 | Gudhjem 10 kV | Scenario_0 | outage_line_20
|  | 0 | 0 | Hasle A | Scenario_0 | outage_line_21
|  | 0 | 0 | Hasle B | Scenario_0 | outage_line_21
|  | 0 | 0 | Snorrebakken | Scenario_0 | outage_line_21
|  | 0 | 0 | Olsker | Scenario_0 | outage_line_21
|  | 0 | 0 | Ronne Nord | Scenario_0 | outage_line_21
1.025 | -0.56174 | 0 | 0 | BOR-HAS split 3 | Scenario_0 | outage_line_21
|  | 0 | 0 | Allinge | Scenario_0 | outage_line_21
|  | 0 | 0 | Svaneke | Scenario_0 | outage_line_21
|  | 0 | 0 | Nexo | Scenario_0 | outage_line_21
|  | 0 | 0 | Bodilsker | Scenario_0 | outage_line_21
|  | 0 | 0 | Poulsker | Scenario_0 | outage_line_21
|  | 0 | 0 | Aakirkeby | Scenario_0 | outage_line_21
|  | 0 | 0 | Dalslunde | Scenario_0 | outage_line_21
|  | 0 | 0 | Osterlars | Scenario_0 | outage_line_21
|  | 0 | 0 | Olsker | Scenario_0 | outage_line_21
|  | 0 | 0 | Gudhjem | Scenario_0 | outage_line_21
|  | 0 | 0 | Viadukten A | Scenario_0 | outage_line_21
|  | 0 | 0 | Viadukten B | Scenario_0 | outage_line_21
|  | 0 | 0 | Ronne Syd | Scenario_0 | outage_line_21
|  | 0 | 0 | Vaerket A | Scenario_0 | outage_line_21
|  | 0 | 0 | Vaerket B | Scenario_0 | outage_line_21
0.95435 | 0.00077334 | 0 | 0 | Vesthavnen | Scenario_0 | outage_line_21
|  | 0 | 0 | Auxiliary bus Viadukten 1 | Scenario_0 | outage_line_21
|  | 0 | 0 | Auxiliary bus Viadukten 2 | Scenario_0 | outage_line_21
|  | 0 | 0 | Auxiliary bus Viadukten 3 | Scenario_0 | outage_line_21
1.0198 | -0.15625 | 0 | 0 | BOR HAS split 1 | Scenario_0 | outage_line_21
1.02 | -0.16554 | 0 | 0 | BOR HAS split 2 | Scenario_0 | outage_line_21
1.0161 | -0.063106 | 0 | 0 | Borrby | Scenario_0 | outage_line_21
0.91 | 0 | -0.091414 | 10.1561 | Tomelilla | Scenario_0 | outage_line_21
|  | 0 | 0 | Vaerket Blok 6 | Scenario_0 | outage_line_21
|  | 0 | 0 | Vaerket Blok 5 | Scenario_0 | outage_line_21
|  | 0 | 0 | Vaerket Diesler | Scenario_0 | outage_line_21
|  | 0 | 0 | Vaer N | Scenario_0 | outage_line_21
|  | 0 | 0 | Dampværk A | Scenario_0 | outage_line_21
|  | 0 | 0 | Dampværk B | Scenario_0 | outage_line_21
|  | 0 | 0 | Aux bus trafo DMP | Scenario_0 | outage_line_21
|  | 0 | 0 | Aux bus trafo DMP 2 | Scenario_0 | outage_line_21
|  | 0 | 0 | Snorrebakken 10 kV | Scenario_0 | outage_line_21
|  | 0 | 0 | Aux bus trafo HASLE | Scenario_0 | outage_line_21
|  | 0 | 0 | Aux bus trafo HASLE | Scenario_0 | outage_line_21
|  | 0 | 0 | Hasle 10 kV | Scenario_0 | outage_line_21
|  | 0 | 0 | Olsker 10 kV | Scenario_0 | outage_line_21
|  | 0 | 0 | Østerlars 10 kV | Scenario_0 | outage_line_21
|  | 0 | 0 | Åkirkeby 10 kV | Scenario_0 | outage_line_21
|  | 0 | 0 | Nexø 10 kV | Scenario_0 | outage_line_21
|  | 0 | 0 | Bodilsker 10 kV | Scenario_0 | outage_line_21
|  | 0 | 0 | Rønne Syd 10 kV | Scenario_0 | outage_line_21
|  | 0 | 0 | Allinge 10 kV | Scenario_0 | outage_line_21
|  | 0 | 0 | Svaneke 10 kV | Scenario_0 | outage_line_21
|  | 0 | 0 | Viadukten 10 kV | Scenario_0 | outage_line_21
|  | 0 | 0 | Auxiliary bus Viadukten 4 | Scenario_0 | outage_line_21
|  | 0 | 0 | Rønne Nord 10 kV | Scenario_0 | outage_line_21
|  | 0 | 0 | Poulsker 10 kV | Scenario_0 | outage_line_21
1 | 0 | -6.1477e-07 | -0.045549 | Vesthavnen 10 kV | Scenario_0 | outage_line_21
|  | 0 | 0 | Gudhjem 10 kV | Scenario_0 | outage_line_21
|  | 0 | 0 | Hasle A | Scenario_0 | outage_line_22
|  | 0 | 0 | Hasle B | Scenario_0 | outage_line_22
|  | 0 | 0 | Snorrebakken | Scenario_0 | outage_line_22
|  | 0 | 0 | Olsker | Scenario_0 | outage_line_22
|  | 0 | 0 | Ronne Nord | Scenario_0 | outage_line_22
|  | 0 | 0 | BOR-HAS split 3 | Scenario_0 | outage_line_22
|  | 0 | 0 | Allinge | Scenario_0 | outage_line_22
|  | 0 | 0 | Svaneke | Scenario_0 | outage_line_22
|  | 0 | 0 | Nexo | Scenario_0 | outage_line_22
|  | 0 | 0 | Bodilsker | Scenario_0 | outage_line_22
|  | 0 | 0 | Poulsker | Scenario_0 | outage_line_22
|  | 0 | 0 | Aakirkeby | Scenario_0 | outage_line_22
|  | 0 | 0 | Dalslunde | Scenario_0 | outage_line_22
|  | 0 | 0 | Osterlars | Scenario_0 | outage_line_22
|  | 0 | 0 | Olsker | Scenario_0 | outage_line_22
|  | 0 | 0 | Gudhjem | Scenario_0 | outage_line_22
|  | 0 | 0 | Viadukten A | Scenario_0 | outage_line_22
|  | 0 | 0 | Viadukten B | Scenario_0 | outage_line_22
|  | 0 | 0 | Ronne Syd | Scenario_0 | outage_line_22
|  | 0 | 0 | Vaerket A | Scenario_0 | outage_line_22
|  | 0 | 0 | Vaerket B | Scenario_0 | outage_line_22
0.95435 | 0.00077334 | 0 | 0 | Vesthavnen | Scenario_0 | outage_line_22
|  | 0 | 0 | Auxiliary bus Viadukten 1 | Scenario_0 | outage_line_22
|  | 0 | 0 | Auxiliary bus Viadukten 2 | Scenario_0 | outage_line_22
|  | 0 | 0 | Auxiliary bus Viadukten 3 | Scenario_0 | outage_line_22
0.99854 | -0.011111 | 0 | 0 | BOR HAS split 1 | Scenario_0 | outage_line_22
|  | 0 | 0 | BOR HAS split 2 | Scenario_0 | outage_line_22
0.99836 | -0.0065948 | 0 | 0 | Borrby | Scenario_0 | outage_line_22
0.91 | 0 | -0.031052 | 0.84544 | Tomelilla | Scenario_0 | outage_line_22
|  | 0 | 0 | Vaerket Blok 6 | Scenario_0 | outage_line_22
|  | 0 | 0 | Vaerket Blok 5 | Scenario_0 | outage_line_22
|  | 0 | 0 | Vaerket Diesler | Scenario_0 | outage_line_22
|  | 0 | 0 | Vaer N | Scenario_0 | outage_line_22
|  | 0 | 0 | Dampværk A | Scenario_0 | outage_line_22
|  | 0 | 0 | Dampværk B | Scenario_0 | outage_line_22
|  | 0 | 0 | Aux bus trafo DMP | Scenario_0 | outage_line_22
|  | 0 | 0 | Aux bus trafo DMP 2 | Scenario_0 | outage_line_22
|  | 0 | 0 | Snorrebakken 10 kV | Scenario_0 | outage_line_22
|  | 0 | 0 | Aux bus trafo HASLE | Scenario_0 | outage_line_22
|  | 0 | 0 | Aux bus trafo HASLE | Scenario_0 | outage_line_22
|  | 0 | 0 | Hasle 10 kV | Scenario_0 | outage_line_22
|  | 0 | 0 | Olsker 10 kV | Scenario_0 | outage_line_22
|  | 0 | 0 | Østerlars 10 kV | Scenario_0 | outage_line_22
|  | 0 | 0 | Åkirkeby 10 kV | Scenario_0 | outage_line_22
|  | 0 | 0 | Nexø 10 kV | Scenario_0 | outage_line_22
|  | 0 | 0 | Bodilsker 10 kV | Scenario_0 | outage_line_22
|  | 0 | 0 | Rønne Syd 10 kV | Scenario_0 | outage_line_22
|  | 0 | 0 | Allinge 10 kV | Scenario_0 | outage_line_22
|  | 0 | 0 | Svaneke 10 kV | Scenario_0 | outage_line_22
|  | 0 | 0 | Viadukten 10 kV | Scenario_0 | outage_line_22
|  | 0 | 0 | Auxiliary bus Viadukten 4 | Scenario_0 | outage_line_22
|  | 0 | 0 | Rønne Nord 10 kV | Scenario_0 | outage_line_22
|  | 0 | 0 | Poulsker 10 kV | Scenario_0 | outage_line_22
1 | 0 | -6.1477e-07 | -0.045549 | Vesthavnen 10 kV | Scenario_0 | outage_line_22
|  | 0 | 0 | Gudhjem 10 kV | Scenario_0 | outage_line_22
0.96521 | -1.8525 | 0 | 0 | Hasle A | Scenario_1 | outage_line_0
|  | 0 | 0 | Hasle B | Scenario_1 | outage_line_0
0.96085 | -1.7784 | 0 | 0 | Snorrebakken | Scenario_1 | outage_line_0
|  | 0 | 0 | Olsker | Scenario_1 | outage_line_0
0.96178 | -1.7784 | 0 | 0 | Ronne Nord | Scenario_1 | outage_line_0
0.96601 | -1.8493 | 0 | 0 | BOR-HAS split 3 | Scenario_1 | outage_line_0
0.96058 | -2.0463 | 0 | 0 | Allinge | Scenario_1 | outage_line_0
0.95423 | -2.3844 | 0 | 0 | Svaneke | Scenario_1 | outage_line_0
0.95411 | -2.3801 | 0 | 0 | Nexo | Scenario_1 | outage_line_0
0.95465 | -2.3408 | 0 | 0 | Bodilsker | Scenario_1 | outage_line_0
0.95418 | -2.3556 | 0 | 0 | Poulsker | Scenario_1 | outage_line_0
0.9572 | -2.055 | 0 | 0 | Aakirkeby | Scenario_1 | outage_line_0
0.95503 | -2.3674 | 0 | 0 | Dalslunde | Scenario_1 | outage_line_0
0.95676 | -2.3184 | 0 | 0 | Osterlars | Scenario_1 | outage_line_0
0.96103 | -2.0574 | 0 | 0 | Olsker | Scenario_1 | outage_line_0
0.95657 | -2.3371 | 0 | 0 | Gudhjem | Scenario_1 | outage_line_0
0.96121 | -1.7716 | 0 | 0 | Viadukten A | Scenario_1 | outage_line_0
|  | 0 | 0 | Viadukten B | Scenario_1 | outage_line_0
0.9608 | -1.769 | 0 | 0 | Ronne Syd | Scenario_1 | outage_line_0
0.96116 | -1.7688 | 0 | 0 | Vaerket A | Scenario_1 | outage_line_0
|  | 0 | 0 | Vaerket B | Scenario_1 | outage_line_0
0.96151 | -1.7651 | 0 | 0 | Vesthavnen | Scenario_1 | outage_line_0
0.96121 | -1.7716 | 0 | 0 | Auxiliary bus Viadukten 1 | Scenario_1 | outage_line_0
0.96121 | -1.7716 | 0 | 0 | Auxiliary bus Viadukten 2 | Scenario_1 | outage_line_0
0.96121 | -1.7716 | 0 | 0 | Auxiliary bus Viadukten 3 | Scenario_1 | outage_line_0
0.99169 | -1.5874 | 0 | 0 | BOR HAS split 1 | Scenario_1 | outage_line_0
0.99145 | -1.5981 | 0 | 0 | BOR HAS split 2 | Scenario_1 | outage_line_0
0.9941 | -1.3311 | 0 | 0 | Borrby | Scenario_1 | outage_line_0
0.91 | 0 | -12.1738 | -0.92177 | Tomelilla | Scenario_1 | outage_line_0
|  | 0 | 0 | Vaerket Blok 6 | Scenario_1 | outage_line_0
|  | 0 | 0 | Vaerket Blok 5 | Scenario_1 | outage_line_0
|  | 0 | 0 | Vaerket Diesler | Scenario_1 | outage_line_0
|  | 0 | 0 | Vaer N | Scenario_1 | outage_line_0
0.99423 | -1.7578 | 0 | 3.954 | Dampværk A | Scenario_1 | outage_line_0
0.99423 | -1.7578 | 0 | 0 | Dampværk B | Scenario_1 | outage_line_0
0.99423 | -1.7578 | 0 | 0 | Aux bus trafo DMP | Scenario_1 | outage_line_0
0.99423 | -1.7578 | 0.078018 | 0 | Aux bus trafo DMP 2 | Scenario_1 | outage_line_0
0.99993 | -2.6053 | 1.6042 | 0.56638 | Snorrebakken 10 kV | Scenario_1 | outage_line_0
0.96521 | -1.8525 | 0 | 0 | Aux bus trafo HASLE | Scenario_1 | outage_line_0
0.96521 | -1.8525 | 0 | 0 | Aux bus trafo HASLE | Scenario_1 | outage_line_0
1.0044 | -2.7123 | 1.6042 | 0.56638 | Hasle 10 kV | Scenario_1 | outage_line_0
0.95772 | -3.5236 | 1.4092 | 0.10411 | Olsker 10 kV | Scenario_1 | outage_line_0
0.9972 | -2.8473 | 1.556 | 0.74956 | Østerlars 10 kV | Scenario_1 | outage_line_0
0.99981 | -2.146 | 0.37812 | 0.65493 | Åkirkeby 10 kV | Scenario_1 | outage_line_0
0.99763 | -3.5323 | 2.2587 | 0.099699 | Nexø 10 kV | Scenario_1 | outage_line_0
0.98155 | -2.3097 | 0.071207 | 2.2188 | Bodilsker 10 kV | Scenario_1 | outage_line_0
0.95857 | -1.9744 | 0.75566 | 4.9843 | Rønne Syd 10 kV | Scenario_1 | outage_line_0
0.99087 | -2.4651 | 0.90882 | 1.5741 | Allinge 10 kV | Scenario_1 | outage_line_0
0.98507 | -3.0899 | 1.4303 | 1.4589 | Svaneke 10 kV | Scenario_1 | outage_line_0
0.99884 | -1.9919 | 0.50899 | 0.88159 | Viadukten 10 kV | Scenario_1 | outage_line_0
0.96121 | -1.7716 | 0 | 0 | Auxiliary bus Viadukten 4 | Scenario_1 | outage_line_0
0.99818 | -2.0306 | 0.58525 | 1.0137 | Rønne Nord 10 kV | Scenario_1 | outage_line_0
0.9939 | -2.9741 | 1.2427 | 0.51832 | Poulsker 10 kV | Scenario_1 | outage_line_0
1 | 0 | -3.4308 | 0.9756 | Vesthavnen 10 kV | Scenario_1 | outage_line_0
0.95327 | -3.0378 | 0.69016 | 0.15022 | Gudhjem 10 kV | Scenario_1 | outage_line_0
0.96562 | -1.588 | 0 | 0 | Hasle A | Scenario_1 | outage_line_1
|  | 0 | 0 | Hasle B | Scenario_1 | outage_line_1
|  | 0 | 0 | Snorrebakken | Scenario_1 | outage_line_1
|  | 0 | 0 | Olsker | Scenario_1 | outage_line_1
0.96234 | -1.4915 | 0 | 0 | Ronne Nord | Scenario_1 | outage_line_1
0.9664 | -1.5881 | 0 | 0 | BOR-HAS split 3 | Scenario_1 | outage_line_1
0.96102 | -1.7785 | 0 | 0 | Allinge | Scenario_1 | outage_line_1
0.95475 | -2.1046 | 0 | 0 | Svaneke | Scenario_1 | outage_line_1
0.95462 | -2.0996 | 0 | 0 | Nexo | Scenario_1 | outage_line_1
0.95517 | -2.06 | 0 | 0 | Bodilsker | Scenario_1 | outage_line_1
0.9547 | -2.0748 | 0 | 0 | Poulsker | Scenario_1 | outage_line_1
0.95775 | -1.7691 | 0 | 0 | Aakirkeby | Scenario_1 | outage_line_1
0.95554 | -2.088 | 0 | 0 | Dalslunde | Scenario_1 | outage_line_1
0.95724 | -2.044 | 0 | 0 | Osterlars | Scenario_1 | outage_line_1
0.96147 | -1.7895 | 0 | 0 | Olsker | Scenario_1 | outage_line_1
0.95705 | -2.0627 | 0 | 0 | Gudhjem | Scenario_1 | outage_line_1
0.96179 | -1.481 | 0 | 0 | Viadukten A | Scenario_1 | outage_line_1
|  | 0 | 0 | Viadukten B | Scenario_1 | outage_line_1
0.96138 | -1.4779 | 0 | 0 | Ronne Syd | Scenario_1 | outage_line_1
0.96175 | -1.476 | 0 | 0 | Vaerket A | Scenario_1 | outage_line_1
|  | 0 | 0 | Vaerket B | Scenario_1 | outage_line_1
0.96207 | -1.4761 | 0 | 0 | Vesthavnen | Scenario_1 | outage_line_1
0.96179 | -1.481 | 0 | 0 | Auxiliary bus Viadukten 1 | Scenario_1 | outage_line_1
0.96179 | -1.481 | 0 | 0 | Auxiliary bus Viadukten 2 | Scenario_1 | outage_line_1
0.96179 | -1.481 | 0 | 0 | Auxiliary bus Viadukten 3 | Scenario_1 | outage_line_1
0.99096 | -1.4407 | 0 | 0 | BOR HAS split 1 | Scenario_1 | outage_line_1
0.99073 | -1.4499 | 0 | 0 | BOR HAS split 2 | Scenario_1 | outage_line_1
0.99337 | -1.2119 | 0 | 0 | Borrby | Scenario_1 | outage_line_1
0.91 | 0 | -11.1024 | -1.3362 | Tomelilla | Scenario_1 | outage_line_1
|  | 0 | 0 | Vaerket Blok 6 | Scenario_1 | outage_line_1
|  | 0 | 0 | Vaerket Blok 5 | Scenario_1 | outage_line_1
|  | 0 | 0 | Vaerket Diesler | Scenario_1 | outage_line_1
|  | 0 | 0 | Vaer N | Scenario_1 | outage_line_1
0.99484 | -1.465 | 0 | 3.9589 | Dampværk A | Scenario_1 | outage_line_1
0.99484 | -1.465 | 0 | 0 | Dampværk B | Scenario_1 | outage_line_1
0.99484 | -1.465 | 0 | 0 | Aux bus trafo DMP | Scenario_1 | outage_line_1
0.99484 | -1.465 | 0.078018 | 0 | Aux bus trafo DMP 2 | Scenario_1 | outage_line_1
|  | 0 | 0 | Snorrebakken 10 kV | Scenario_1 | outage_line_1
0.96562 | -1.588 | 0 | 0 | Aux bus trafo HASLE | Scenario_1 | outage_line_1
0.96562 | -1.588 | 0 | 0 | Aux bus trafo HASLE | Scenario_1 | outage_line_1
1.0048 | -2.4471 | 1.6042 | 0.56638 | Hasle 10 kV | Scenario_1 | outage_line_1
0.95815 | -3.2544 | 1.4092 | 0.10411 | Olsker 10 kV | Scenario_1 | outage_line_1
0.9977 | -2.5723 | 1.556 | 0.74956 | Østerlars 10 kV | Scenario_1 | outage_line_1
1.0004 | -1.8599 | 0.37812 | 0.65493 | Åkirkeby 10 kV | Scenario_1 | outage_line_1
0.99817 | -3.2505 | 2.2587 | 0.099699 | Nexø 10 kV | Scenario_1 | outage_line_1
0.98209 | -2.0289 | 0.071207 | 2.2209 | Bodilsker 10 kV | Scenario_1 | outage_line_1
0.95916 | -1.6829 | 0.75566 | 4.9888 | Rønne Syd 10 kV | Scenario_1 | outage_line_1
0.99133 | -2.1969 | 0.90882 | 1.5741 | Allinge 10 kV | Scenario_1 | outage_line_1
0.98562 | -2.8093 | 1.4303 | 1.4589 | Svaneke 10 kV | Scenario_1 | outage_line_1
0.99945 | -1.7011 | 0.50899 | 0.88159 | Viadukten 10 kV | Scenario_1 | outage_line_1
0.96179 | -1.481 | 0 | 0 | Auxiliary bus Viadukten 4 | Scenario_1 | outage_line_1
0.99876 | -1.7434 | 0.58525 | 1.0137 | Rønne Nord 10 kV | Scenario_1 | outage_line_1
0.99445 | -2.6925 | 1.2427 | 0.51832 | Poulsker 10 kV | Scenario_1 | outage_line_1
1 | 0 | -2.8571 | 1.0193 | Vesthavnen 10 kV | Scenario_1 | outage_line_1
0.95375 | -2.7626 | 0.69016 | 0.15022 | Gudhjem 10 kV | Scenario_1 | outage_line_1
0.96447 | -1.5684 | 0 | 0 | Hasle A | Scenario_1 | outage_line_2
|  | 0 | 0 | Hasle B | Scenario_1 | outage_line_2
|  | 0 | 0 | Snorrebakken | Scenario_1 | outage_line_2
|  | 0 | 0 | Olsker | Scenario_1 | outage_line_2
0.96113 | -1.4688 | 0 | 0 | Ronne Nord | Scenario_1 | outage_line_2
0.96527 | -1.569 | 0 | 0 | BOR-HAS split 3 | Scenario_1 | outage_line_2
0.9598 | -1.7586 | 0 | 0 | Allinge | Scenario_1 | outage_line_2
0.95329 | -2.083 | 0 | 0 | Svaneke | Scenario_1 | outage_line_2
0.95316 | -2.0779 | 0 | 0 | Nexo | Scenario_1 | outage_line_2
0.9537 | -2.0382 | 0 | 0 | Bodilsker | Scenario_1 | outage_line_2
0.95323 | -2.053 | 0 | 0 | Poulsker | Scenario_1 | outage_line_2
0.95619 | -1.7456 | 0 | 0 | Aakirkeby | Scenario_1 | outage_line_2
0.9541 | -2.0666 | 0 | 0 | Dalslunde | Scenario_1 | outage_line_2
0.95589 | -2.0234 | 0 | 0 | Osterlars | Scenario_1 | outage_line_2
0.96025 | -1.7696 | 0 | 0 | Olsker | Scenario_1 | outage_line_2
0.9557 | -2.0422 | 0 | 0 | Gudhjem | Scenario_1 | outage_line_2
0.96021 | -1.4555 | 0 | 0 | Viadukten A | Scenario_1 | outage_line_2
|  | 0 | 0 | Viadukten B | Scenario_1 | outage_line_2
0.95973 | -1.4529 | 0 | 0 | Ronne Syd | Scenario_1 | outage_line_2
0.95995 | -1.4495 | 0 | 0 | Vaerket A | Scenario_1 | outage_line_2
|  | 0 | 0 | Vaerket B | Scenario_1 | outage_line_2
0.96125 | -1.4532 | 0 | 0 | Vesthavnen | Scenario_1 | outage_line_2
0.96021 | -1.4555 | 0 | 0 | Auxiliary bus Viadukten 1 | Scenario_1 | outage_line_2
0.96021 | -1.4555 | 0 | 0 | Auxiliary bus Viadukten 2 | Scenario_1 | outage_line_2
0.96021 | -1.4555 | 0 | 0 | Auxiliary bus Viadukten 3 | Scenario_1 | outage_line_2
0.99026 | -1.4445 | 0 | 0 | BOR HAS split 1 | Scenario_1 | outage_line_2
0.99002 | -1.4535 | 0 | 0 | BOR HAS split 2 | Scenario_1 | outage_line_2
0.99279 | -1.2172 | 0 | 0 | Borrby | Scenario_1 | outage_line_2
0.91 | 0 | -11.1584 | -1.6373 | Tomelilla | Scenario_1 | outage_line_2
|  | 0 | 0 | Vaerket Blok 6 | Scenario_1 | outage_line_2
|  | 0 | 0 | Vaerket Blok 5 | Scenario_1 | outage_line_2
|  | 0 | 0 | Vaerket Diesler | Scenario_1 | outage_line_2
|  | 0 | 0 | Vaer N | Scenario_1 | outage_line_2
0.99298 | -1.4385 | 0 | 3.9441 | Dampværk A | Scenario_1 | outage_line_2
0.99298 | -1.4385 | 0 | 0 | Dampværk B | Scenario_1 | outage_line_2
0.99298 | -1.4385 | 0 | 0 | Aux bus trafo DMP | Scenario_1 | outage_line_2
0.99298 | -1.4385 | 0.078018 | 0 | Aux bus trafo DMP 2 | Scenario_1 | outage_line_2
|  | 0 | 0 | Snorrebakken 10 kV | Scenario_1 | outage_line_2
0.96447 | -1.5684 | 0 | 0 | Aux bus trafo HASLE | Scenario_1 | outage_line_2
0.96447 | -1.5684 | 0 | 0 | Aux bus trafo HASLE | Scenario_1 | outage_line_2
1.0036 | -2.4296 | 1.6042 | 0.56638 | Hasle 10 kV | Scenario_1 | outage_line_2
0.95693 | -3.2383 | 1.4092 | 0.10411 | Olsker 10 kV | Scenario_1 | outage_line_2
0.99628 | -2.5533 | 1.556 | 0.74956 | Østerlars 10 kV | Scenario_1 | outage_line_2
0.99874 | -1.8368 | 0.37812 | 0.65493 | Åkirkeby 10 kV | Scenario_1 | outage_line_2
0.99663 | -3.2324 | 2.2587 | 0.099699 | Nexø 10 kV | Scenario_1 | outage_line_2
0.98057 | -2.0071 | 0.071207 | 2.215 | Bodilsker 10 kV | Scenario_1 | outage_line_2
0.95747 | -1.659 | 0.75566 | 4.9759 | Rønne Syd 10 kV | Scenario_1 | outage_line_2
0.99003 | -2.1781 | 0.90882 | 1.5741 | Allinge 10 kV | Scenario_1 | outage_line_2
0.98407 | -2.7899 | 1.4303 | 1.4589 | Svaneke 10 kV | Scenario_1 | outage_line_2
0.99778 | -1.6763 | 0.50899 | 0.88159 | Viadukten 10 kV | Scenario_1 | outage_line_2
0.96021 | -1.4555 | 0 | 0 | Auxiliary bus Viadukten 4 | Scenario_1 | outage_line_2
0.99748 | -1.7213 | 0.58525 | 1.0137 | Rønne Nord 10 kV | Scenario_1 | outage_line_2
0.9929 | -2.6726 | 1.2427 | 0.51832 | Poulsker 10 kV | Scenario_1 | outage_line_2
1 | 0 | -2.8158 | 0.92059 | Vesthavnen 10 kV | Scenario_1 | outage_line_2
0.95239 | -2.7441 | 0.69016 | 0.15022 | Gudhjem 10 kV | Scenario_1 | outage_line_2
0.96364 | -1.5541 | 0 | 0 | Hasle A | Scenario_1 | outage_line_3
|  | 0 | 0 | Hasle B | Scenario_1 | outage_line_3
|  | 0 | 0 | Snorrebakken | Scenario_1 | outage_line_3
|  | 0 | 0 | Olsker | Scenario_1 | outage_line_3
0.96025 | -1.4525 | 0 | 0 | Ronne Nord | Scenario_1 | outage_line_3
0.96444 | -1.555 | 0 | 0 | BOR-HAS split 3 | Scenario_1 | outage_line_3
0.95891 | -1.7429 | 0 | 0 | Allinge | Scenario_1 | outage_line_3
0.95223 | -2.0624 | 0 | 0 | Svaneke | Scenario_1 | outage_line_3
0.95208 | -2.0569 | 0 | 0 | Nexo | Scenario_1 | outage_line_3
0.95263 | -2.0169 | 0 | 0 | Bodilsker | Scenario_1 | outage_line_3
0.95215 | -2.0318 | 0 | 0 | Poulsker | Scenario_1 | outage_line_3
0.95505 | -1.7215 | 0 | 0 | Aakirkeby | Scenario_1 | outage_line_3
0.95304 | -2.0462 | 0 | 0 | Dalslunde | Scenario_1 | outage_line_3
0.9549 | -2.0052 | 0 | 0 | Osterlars | Scenario_1 | outage_line_3
0.95936 | -1.754 | 0 | 0 | Olsker | Scenario_1 | outage_line_3
0.95471 | -2.0239 | 0 | 0 | Gudhjem | Scenario_1 | outage_line_3
0.95931 | -1.4383 | 0 | 0 | Viadukten A | Scenario_1 | outage_line_3
|  | 0 | 0 | Viadukten B | Scenario_1 | outage_line_3
0.95852 | -1.4258 | 0 | 0 | Ronne Syd | Scenario_1 | outage_line_3
0.95818 | -1.3924 | 0 | 0 | Vaerket A | Scenario_1 | outage_line_3
|  | 0 | 0 | Vaerket B | Scenario_1 | outage_line_3
0.96038 | -1.4374 | 0 | 0 | Vesthavnen | Scenario_1 | outage_line_3
0.95931 | -1.4383 | 0 | 0 | Auxiliary bus Viadukten 1 | Scenario_1 | outage_line_3
0.95931 | -1.4383 | 0 | 0 | Auxiliary bus Viadukten 2 | Scenario_1 | outage_line_3
0.95931 | -1.4383 | 0 | 0 | Auxiliary bus Viadukten 3 | Scenario_1 | outage_line_3
0.98975 | -1.4472 | 0 | 0 | BOR HAS split 1 | Scenario_1 | outage_line_3
0.9895 | -1.456 | 0 | 0 | BOR HAS split 2 | Scenario_1 | outage_line_3
0.99237 | -1.2209 | 0 | 0 | Borrby | Scenario_1 | outage_line_3
0.91 | 0 | -11.1986 | -1.8561 | Tomelilla | Scenario_1 | outage_line_3
|  | 0 | 0 | Vaerket Blok 6 | Scenario_1 | outage_line_3
|  | 0 | 0 | Vaerket Blok 5 | Scenario_1 | outage_line_3
|  | 0 | 0 | Vaerket Diesler | Scenario_1 | outage_line_3
|  | 0 | 0 | Vaer N | Scenario_1 | outage_line_3
0.99115 | -1.3815 | 0 | 3.9295 | Dampværk A | Scenario_1 | outage_line_3
0.99115 | -1.3815 | 0 | 0 | Dampværk B | Scenario_1 | outage_line_3
0.99115 | -1.3815 | 0 | 0 | Aux bus trafo DMP | Scenario_1 | outage_line_3
0.99115 | -1.3815 | 0.078018 | 0 | Aux bus trafo DMP 2 | Scenario_1 | outage_line_3
|  | 0 | 0 | Snorrebakken 10 kV | Scenario_1 | outage_line_3
0.96364 | -1.5541 | 0 | 0 | Aux bus trafo HASLE | Scenario_1 | outage_line_3
0.96364 | -1.5541 | 0 | 0 | Aux bus trafo HASLE | Scenario_1 | outage_line_3
1.0028 | -2.4167 | 1.6042 | 0.56638 | Hasle 10 kV | Scenario_1 | outage_line_3
0.95604 | -3.2254 | 1.4092 | 0.10411 | Olsker 10 kV | Scenario_1 | outage_line_3
0.99524 | -2.5361 | 1.556 | 0.74956 | Østerlars 10 kV | Scenario_1 | outage_line_3
0.99755 | -1.8128 | 0.37812 | 0.65493 | Åkirkeby 10 kV | Scenario_1 | outage_line_3
0.9955 | -3.214 | 2.2587 | 0.099699 | Nexø 10 kV | Scenario_1 | outage_line_3
0.97946 | -1.9859 | 0.071207 | 2.2106 | Bodilsker 10 kV | Scenario_1 | outage_line_3
0.95624 | -1.6329 | 0.75566 | 4.9664 | Rønne Syd 10 kV | Scenario_1 | outage_line_3
0.98909 | -2.1632 | 0.90882 | 1.5741 | Allinge 10 kV | Scenario_1 | outage_line_3
0.98294 | -2.7709 | 1.4303 | 1.4589 | Svaneke 10 kV | Scenario_1 | outage_line_3
0.99684 | -1.6595 | 0.50899 | 0.88159 | Viadukten 10 kV | Scenario_1 | outage_line_3
0.95931 | -1.4383 | 0 | 0 | Auxiliary bus Viadukten 4 | Scenario_1 | outage_line_3
0.99656 | -1.7055 | 0.58525 | 1.0137 | Rønne Nord 10 kV | Scenario_1 | outage_line_3
0.99177 | -2.6528 | 1.2427 | 0.51832 | Poulsker 10 kV | Scenario_1 | outage_line_3
1 | 0 | -2.789 | 0.81688 | Vesthavnen 10 kV | Scenario_1 | outage_line_3
0.9514 | -2.7273 | 0.69016 | 0.15022 | Gudhjem 10 kV | Scenario_1 | outage_line_3
0.97254 | -1.7011 | 0 | 0 | Hasle A | Scenario_1 | outage_line_4
|  | 0 | 0 | Hasle B | Scenario_1 | outage_line_4
|  | 0 | 0 | Snorrebakken | Scenario_1 | outage_line_4
|  | 0 | 0 | Olsker | Scenario_1 | outage_line_4
0.96977 | -1.6252 | 0 | 0 | Ronne Nord | Scenario_1 | outage_line_4
0.97324 | -1.6983 | 0 | 0 | BOR-HAS split 3 | Scenario_1 | outage_line_4
0.96801 | -1.8935 | 0 | 0 | Allinge | Scenario_1 | outage_line_4
0.96188 | -2.2292 | 0 | 0 | Svaneke | Scenario_1 | outage_line_4
0.96175 | -2.2248 | 0 | 0 | Nexo | Scenario_1 | outage_line_4
0.96229 | -2.1857 | 0 | 0 | Bodilsker | Scenario_1 | outage_line_4
0.96183 | -2.2005 | 0 | 0 | Poulsker | Scenario_1 | outage_line_4
0.96485 | -1.9034 | 0 | 0 | Aakirkeby | Scenario_1 | outage_line_4
0.96266 | -2.212 | 0 | 0 | Dalslunde | Scenario_1 | outage_line_4
0.96432 | -2.1631 | 0 | 0 | Osterlars | Scenario_1 | outage_line_4
0.96846 | -1.9042 | 0 | 0 | Olsker | Scenario_1 | outage_line_4
0.96413 | -2.1818 | 0 | 0 | Gudhjem | Scenario_1 | outage_line_4
0.96903 | -1.6227 | 0 | 0 | Viadukten A | Scenario_1 | outage_line_4
|  | 0 | 0 | Viadukten B | Scenario_1 | outage_line_4
0.96843 | -1.6208 | 0 | 0 | Ronne Syd | Scenario_1 | outage_line_4
|  | 0 | 0 | Vaerket A | Scenario_1 | outage_line_4
|  | 0 | 0 | Vaerket B | Scenario_1 | outage_line_4
0.96982 | -1.6048 | 0 | 0 | Vesthavnen | Scenario_1 | outage_line_4
0.96903 | -1.6227 | 0 | 0 | Auxiliary bus Viadukten 1 | Scenario_1 | outage_line_4
0.96903 | -1.6227 | 0 | 0 | Auxiliary bus Viadukten 2 | Scenario_1 | outage_line_4
0.96903 | -1.6227 | 0 | 0 | Auxiliary bus Viadukten 3 | Scenario_1 | outage_line_4
0.99517 | -1.4156 | 0 | 0 | BOR HAS split 1 | Scenario_1 | outage_line_4
0.99498 | -1.4262 | 0 | 0 | BOR HAS split 2 | Scenario_1 | outage_line_4
0.99684 | -1.179 | 0 | 0 | Borrby | Scenario_1 | outage_line_4
0.91 | 0 | -10.7497 | 0.47224 | Tomelilla | Scenario_1 | outage_line_4
|  | 0 | 0 | Vaerket Blok 6 | Scenario_1 | outage_line_4
|  | 0 | 0 | Vaerket Blok 5 | Scenario_1 | outage_line_4
|  | 0 | 0 | Vaerket Diesler | Scenario_1 | outage_line_4
|  | 0 | 0 | Vaer N | Scenario_1 | outage_line_4
|  | 0 | 0 | Dampværk A | Scenario_1 | outage_line_4
|  | 0 | 0 | Dampværk B | Scenario_1 | outage_line_4
|  | 0 | 0 | Aux bus trafo DMP | Scenario_1 | outage_line_4
|  | 0 | 0 | Aux bus trafo DMP 2 | Scenario_1 | outage_line_4
|  | 0 | 0 | Snorrebakken 10 kV | Scenario_1 | outage_line_4
0.97254 | -1.7011 | 0 | 0 | Aux bus trafo HASLE | Scenario_1 | outage_line_4
0.97254 | -1.7011 | 0 | 0 | Aux bus trafo HASLE | Scenario_1 | outage_line_4
1.0121 | -2.5479 | 1.6042 | 0.56638 | Hasle 10 kV | Scenario_1 | outage_line_4
0.96517 | -3.348 | 1.4092 | 0.10411 | Olsker 10 kV | Scenario_1 | outage_line_4
1.0052 | -2.6837 | 1.556 | 0.74956 | Østerlars 10 kV | Scenario_1 | outage_line_4
1.0078 | -1.993 | 0.37812 | 0.65493 | Åkirkeby 10 kV | Scenario_1 | outage_line_4
1.0057 | -3.3587 | 2.2587 | 0.099699 | Nexø 10 kV | Scenario_1 | outage_line_4
0.98945 | -2.1543 | 0.071207 | 2.25 | Bodilsker 10 kV | Scenario_1 | outage_line_4
0.96638 | -1.8205 | 0.75566 | 5.0444 | Rønne Syd 10 kV | Scenario_1 | outage_line_4
0.99877 | -2.3057 | 0.90882 | 1.5741 | Allinge 10 kV | Scenario_1 | outage_line_4
0.9932 | -2.9234 | 1.4303 | 1.4589 | Svaneke 10 kV | Scenario_1 | outage_line_4
1.0071 | -1.8394 | 0.50899 | 0.88159 | Viadukten 10 kV | Scenario_1 | outage_line_4
0.96903 | -1.6227 | 0 | 0 | Auxiliary bus Viadukten 4 | Scenario_1 | outage_line_4
1.0066 | -1.8732 | 0.58525 | 1.0137 | Rønne Nord 10 kV | Scenario_1 | outage_line_4
1.002 | -2.809 | 1.2427 | 0.51832 | Poulsker 10 kV | Scenario_1 | outage_line_4
1 | 0 | -3.0762 | 1.9422 | Vesthavnen 10 kV | Scenario_1 | outage_line_4
0.96085 | -2.8714 | 0.69016 | 0.15022 | Gudhjem 10 kV | Scenario_1 | outage_line_4
0.97198 | -2.501 | 0 | 0 | Hasle A | Scenario_1 | outage_line_5
|  | 0 | 0 | Hasle B | Scenario_1 | outage_line_5
|  | 0 | 0 | Snorrebakken | Scenario_1 | outage_line_5
|  | 0 | 0 | Olsker | Scenario_1 | outage_line_5
0.96883 | -2.4943 | 0 | 0 | Ronne Nord | Scenario_1 | outage_line_5
0.97274 | -2.4881 | 0 | 0 | BOR-HAS split 3 | Scenario_1 | outage_line_5
0.9674 | -2.7019 | 0 | 0 | Allinge | Scenario_1 | outage_line_5
0.9611 | -3.0678 | 0 | 0 | Svaneke | Scenario_1 | outage_line_5
0.96097 | -3.065 | 0 | 0 | Nexo | Scenario_1 | outage_line_5
0.9615 | -3.0268 | 0 | 0 | Bodilsker | Scenario_1 | outage_line_5
0.96104 | -3.0415 | 0 | 0 | Poulsker | Scenario_1 | outage_line_5
0.96399 | -2.7577 | 0 | 0 | Aakirkeby | Scenario_1 | outage_line_5
0.9619 | -3.0493 | 0 | 0 | Dalslunde | Scenario_1 | outage_line_5
0.96361 | -2.988 | 0 | 0 | Osterlars | Scenario_1 | outage_line_5
0.96784 | -2.7127 | 0 | 0 | Olsker | Scenario_1 | outage_line_5
0.96343 | -3.0066 | 0 | 0 | Gudhjem | Scenario_1 | outage_line_5
0.96811 | -2.491 | 0 | 0 | Viadukten A | Scenario_1 | outage_line_5
|  | 0 | 0 | Viadukten B | Scenario_1 | outage_line_5
0.96751 | -2.4884 | 0 | 0 | Ronne Syd | Scenario_1 | outage_line_5
|  | 0 | 0 | Vaerket A | Scenario_1 | outage_line_5
|  | 0 | 0 | Vaerket B | Scenario_1 | outage_line_5
0.95435 | 0.00077334 | 0 | 0 | Vesthavnen | Scenario_1 | outage_line_5
0.96811 | -2.491 | 0 | 0 | Auxiliary bus Viadukten 1 | Scenario_1 | outage_line_5
0.96811 | -2.491 | 0 | 0 | Auxiliary bus Viadukten 2 | Scenario_1 | outage_line_5
0.96811 | -2.491 | 0 | 0 | Auxiliary bus Viadukten 3 | Scenario_1 | outage_line_5
0.99775 | -1.8523 | 0 | 0 | BOR HAS split 1 | Scenario_1 | outage_line_5
0.99753 | -1.8676 | 0 | 0 | BOR HAS split 2 | Scenario_1 | outage_line_5
0.99935 | -1.5328 | 0 | 0 | Borrby | Scenario_1 | outage_line_5
0.91 | 0 | -13.9434 | 1.8719 | Tomelilla | Scenario_1 | outage_line_5
|  | 0 | 0 | Vaerket Blok 6 | Scenario_1 | outage_line_5
|  | 0 | 0 | Vaerket Blok 5 | Scenario_1 | outage_line_5
|  | 0 | 0 | Vaerket Diesler | Scenario_1 | outage_line_5
|  | 0 | 0 | Vaer N | Scenario_1 | outage_line_5
|  | 0 | 0 | Dampværk A | Scenario_1 | outage_line_5
|  | 0 | 0 | Dampværk B | Scenario_1 | outage_line_5
|  | 0 | 0 | Aux bus trafo DMP | Scenario_1 | outage_line_5
|  | 0 | 0 | Aux bus trafo DMP 2 | Scenario_1 | outage_line_5
|  | 0 | 0 | Snorrebakken 10 kV | Scenario_1 | outage_line_5
0.97198 | -2.501 | 0 | 0 | Aux bus trafo HASLE | Scenario_1 | outage_line_5
0.97198 | -2.501 | 0 | 0 | Aux bus trafo HASLE | Scenario_1 | outage_line_5
1.0115 | -3.3488 | 1.6042 | 0.56638 | Hasle 10 kV | Scenario_1 | outage_line_5
0.96455 | -4.1583 | 1.4092 | 0.10411 | Olsker 10 kV | Scenario_1 | outage_line_5
1.0044 | -3.5093 | 1.556 | 0.74956 | Østerlars 10 kV | Scenario_1 | outage_line_5
1.0069 | -2.8474 | 0.37812 | 0.65493 | Åkirkeby 10 kV | Scenario_1 | outage_line_5
1.0048 | -4.2008 | 2.2587 | 0.099699 | Nexø 10 kV | Scenario_1 | outage_line_5
0.98863 | -2.9953 | 0.071207 | 2.2467 | Bodilsker 10 kV | Scenario_1 | outage_line_5
0.96544 | -2.6888 | 0.75566 | 5.0371 | Rønne Syd 10 kV | Scenario_1 | outage_line_5
0.99812 | -3.1147 | 0.90882 | 1.5741 | Allinge 10 kV | Scenario_1 | outage_line_5
0.99237 | -3.7631 | 1.4303 | 1.4589 | Svaneke 10 kV | Scenario_1 | outage_line_5
1.0061 | -2.7081 | 0.50899 | 0.88159 | Viadukten 10 kV | Scenario_1 | outage_line_5
0.96811 | -2.491 | 0 | 0 | Auxiliary bus Viadukten 4 | Scenario_1 | outage_line_5
1.0056 | -2.7428 | 0.58525 | 1.0137 | Rønne Nord 10 kV | Scenario_1 | outage_line_5
1.0011 | -3.6511 | 1.2427 | 0.51832 | Poulsker 10 kV | Scenario_1 | outage_line_5
1 | 0 | -6.1478e-07 | -0.045549 | Vesthavnen 10 kV | Scenario_1 | outage_line_5
0.96015 | -3.6973 | 0.69016 | 0.15022 | Gudhjem 10 kV | Scenario_1 | outage_line_5
0.96382 | -2.386 | 0 | 0 | Hasle A | Scenario_1 | outage_line_6
|  | 0 | 0 | Hasle B | Scenario_1 | outage_line_6
|  | 0 | 0 | Snorrebakken | Scenario_1 | outage_line_6
|  | 0 | 0 | Olsker | Scenario_1 | outage_line_6
0.89256 | -2.8097 | 0 | 0 | Ronne Nord | Scenario_1 | outage_line_6
0.96467 | -2.3762 | 0 | 0 | BOR-HAS split 3 | Scenario_1 | outage_line_6
0.9507 | -2.6463 | 0 | 0 | Allinge | Scenario_1 | outage_line_6
0.91467 | -3.2361 | 0 | 0 | Svaneke | Scenario_1 | outage_line_6
0.91288 | -3.2401 | 0 | 0 | Nexo | Scenario_1 | outage_line_6
0.91262 | -3.1956 | 0 | 0 | Bodilsker | Scenario_1 | outage_line_6
0.91212 | -3.211 | 0 | 0 | Poulsker | Scenario_1 | outage_line_6
0.90224 | -3.0068 | 0 | 0 | Aakirkeby | Scenario_1 | outage_line_6
0.91682 | -3.2141 | 0 | 0 | Dalslunde | Scenario_1 | outage_line_6
0.93072 | -3.0574 | 0 | 0 | Osterlars | Scenario_1 | outage_line_6
0.95116 | -2.6577 | 0 | 0 | Olsker | Scenario_1 | outage_line_6
0.93052 | -3.0765 | 0 | 0 | Gudhjem | Scenario_1 | outage_line_6
0.89267 | -2.8113 | 0 | 0 | Viadukten A | Scenario_1 | outage_line_6
|  | 0 | 0 | Viadukten B | Scenario_1 | outage_line_6
0.89284 | -2.8134 | 0 | 0 | Ronne Syd | Scenario_1 | outage_line_6
|  | 0 | 0 | Vaerket A | Scenario_1 | outage_line_6
|  | 0 | 0 | Vaerket B | Scenario_1 | outage_line_6
0.95435 | 0.00077334 | 0 | 0 | Vesthavnen | Scenario_1 | outage_line_6
0.89267 | -2.8113 | 0 | 0 | Auxiliary bus Viadukten 1 | Scenario_1 | outage_line_6
0.89267 | -2.8113 | 0 | 0 | Auxiliary bus Viadukten 2 | Scenario_1 | outage_line_6
0.89267 | -2.8113 | 0 | 0 | Auxiliary bus Viadukten 3 | Scenario_1 | outage_line_6
0.99284 | -1.8899 | 0 | 0 | BOR HAS split 1 | Scenario_1 | outage_line_6
0.99257 | -1.9037 | 0 | 0 | BOR HAS split 2 | Scenario_1 | outage_line_6
0.99532 | -1.5778 | 0 | 0 | Borrby | Scenario_1 | outage_line_6
0.91 | 0 | -14.4015 | -0.23075 | Tomelilla | Scenario_1 | outage_line_6
|  | 0 | 0 | Vaerket Blok 6 | Scenario_1 | outage_line_6
|  | 0 | 0 | Vaerket Blok 5 | Scenario_1 | outage_line_6
|  | 0 | 0 | Vaerket Diesler | Scenario_1 | outage_line_6
|  | 0 | 0 | Vaer N | Scenario_1 | outage_line_6
|  | 0 | 0 | Dampværk A | Scenario_1 | outage_line_6
|  | 0 | 0 | Dampværk B | Scenario_1 | outage_line_6
|  | 0 | 0 | Aux bus trafo DMP | Scenario_1 | outage_line_6
|  | 0 | 0 | Aux bus trafo DMP 2 | Scenario_1 | outage_line_6
|  | 0 | 0 | Snorrebakken 10 kV | Scenario_1 | outage_line_6
0.96382 | -2.386 | 0 | 0 | Aux bus trafo HASLE | Scenario_1 | outage_line_6
0.96382 | -2.386 | 0 | 0 | Aux bus trafo HASLE | Scenario_1 | outage_line_6
1.0029 | -3.2483 | 1.6042 | 0.56638 | Hasle 10 kV | Scenario_1 | outage_line_6
0.9478 | -4.1547 | 1.4092 | 0.10411 | Olsker 10 kV | Scenario_1 | outage_line_6
0.96978 | -3.6165 | 1.556 | 0.74956 | Østerlars 10 kV | Scenario_1 | outage_line_6
0.94205 | -3.1091 | 0.37812 | 0.65493 | Åkirkeby 10 kV | Scenario_1 | outage_line_6
0.95433 | -4.499 | 2.2587 | 0.099699 | Nexø 10 kV | Scenario_1 | outage_line_6
0.93811 | -3.167 | 0.071207 | 2.0521 | Bodilsker 10 kV | Scenario_1 | outage_line_6
0.8889 | -3.076 | 0.75566 | 4.4694 | Rønne Syd 10 kV | Scenario_1 | outage_line_6
0.98036 | -3.074 | 0.90882 | 1.5741 | Allinge 10 kV | Scenario_1 | outage_line_6
0.94299 | -4.005 | 1.4303 | 1.4589 | Svaneke 10 kV | Scenario_1 | outage_line_6
0.92643 | -3.0672 | 0.50899 | 0.88159 | Viadukten 10 kV | Scenario_1 | outage_line_6
0.89267 | -2.8113 | 0 | 0 | Auxiliary bus Viadukten 4 | Scenario_1 | outage_line_6
0.92494 | -3.1031 | 0.58525 | 1.0137 | Rønne Nord 10 kV | Scenario_1 | outage_line_6
0.94958 | -3.8882 | 1.2427 | 0.51832 | Poulsker 10 kV | Scenario_1 | outage_line_6
1 | 0 | -6.1478e-07 | -0.045549 | Vesthavnen 10 kV | Scenario_1 | outage_line_6
0.92713 | -3.8171 | 0.69016 | 0.15022 | Gudhjem 10 kV | Scenario_1 | outage_line_6
0.96865 | -2.3368 | 0 | 0 | Hasle A | Scenario_1 | outage_line_7
|  | 0 | 0 | Hasle B | Scenario_1 | outage_line_7
|  | 0 | 0 | Snorrebakken | Scenario_1 | outage_line_7
|  | 0 | 0 | Olsker | Scenario_1 | outage_line_7
|  | 0 | 0 | Ronne Nord | Scenario_1 | outage_line_7
0.96944 | -2.3267 | 0 | 0 | BOR-HAS split 3 | Scenario_1 | outage_line_7
0.95657 | -2.5914 | 0 | 0 | Allinge | Scenario_1 | outage_line_7
0.9241 | -3.1602 | 0 | 0 | Svaneke | Scenario_1 | outage_line_7
0.92249 | -3.1637 | 0 | 0 | Nexo | Scenario_1 | outage_line_7
0.92232 | -3.1204 | 0 | 0 | Bodilsker | Scenario_1 | outage_line_7
0.92183 | -3.1356 | 0 | 0 | Poulsker | Scenario_1 | outage_line_7
0.91343 | -2.927 | 0 | 0 | Aakirkeby | Scenario_1 | outage_line_7
0.92608 | -3.1382 | 0 | 0 | Dalslunde | Scenario_1 | outage_line_7
0.93853 | -2.9902 | 0 | 0 | Osterlars | Scenario_1 | outage_line_7
0.95702 | -2.6025 | 0 | 0 | Olsker | Scenario_1 | outage_line_7
0.93834 | -3.0092 | 0 | 0 | Gudhjem | Scenario_1 | outage_line_7
0.90542 | -2.7282 | 0 | 0 | Viadukten A | Scenario_1 | outage_line_7
|  | 0 | 0 | Viadukten B | Scenario_1 | outage_line_7
0.90551 | -2.7294 | 0 | 0 | Ronne Syd | Scenario_1 | outage_line_7
|  | 0 | 0 | Vaerket A | Scenario_1 | outage_line_7
|  | 0 | 0 | Vaerket B | Scenario_1 | outage_line_7
0.95435 | 0.00077334 | 0 | 0 | Vesthavnen | Scenario_1 | outage_line_7
0.90542 | -2.7282 | 0 | 0 | Auxiliary bus Viadukten 1 | Scenario_1 | outage_line_7
0.90542 | -2.7282 | 0 | 0 | Auxiliary bus Viadukten 2 | Scenario_1 | outage_line_7
0.90542 | -2.7282 | 0 | 0 | Auxiliary bus Viadukten 3 | Scenario_1 | outage_line_7
0.99533 | -1.8045 | 0 | 0 | BOR HAS split 1 | Scenario_1 | outage_line_7
0.99509 | -1.8186 | 0 | 0 | BOR HAS split 2 | Scenario_1 | outage_line_7
0.9973 | -1.5002 | 0 | 0 | Borrby | Scenario_1 | outage_line_7
0.91 | 0 | -13.6706 | 0.79317 | Tomelilla | Scenario_1 | outage_line_7
|  | 0 | 0 | Vaerket Blok 6 | Scenario_1 | outage_line_7
|  | 0 | 0 | Vaerket Blok 5 | Scenario_1 | outage_line_7
|  | 0 | 0 | Vaerket Diesler | Scenario_1 | outage_line_7
|  | 0 | 0 | Vaer N | Scenario_1 | outage_line_7
|  | 0 | 0 | Dampværk A | Scenario_1 | outage_line_7
|  | 0 | 0 | Dampværk B | Scenario_1 | outage_line_7
|  | 0 | 0 | Aux bus trafo DMP | Scenario_1 | outage_line_7
|  | 0 | 0 | Aux bus trafo DMP 2 | Scenario_1 | outage_line_7
|  | 0 | 0 | Snorrebakken 10 kV | Scenario_1 | outage_line_7
0.96865 | -2.3368 | 0 | 0 | Aux bus trafo HASLE | Scenario_1 | outage_line_7
0.96865 | -2.3368 | 0 | 0 | Aux bus trafo HASLE | Scenario_1 | outage_line_7
1.008 | -3.1904 | 1.6042 | 0.56638 | Hasle 10 kV | Scenario_1 | outage_line_7
0.95369 | -4.0812 | 1.4092 | 0.10411 | Olsker 10 kV | Scenario_1 | outage_line_7
0.97801 | -3.5399 | 1.556 | 0.74956 | Østerlars 10 kV | Scenario_1 | outage_line_7
0.9538 | -3.0268 | 0.37812 | 0.65493 | Åkirkeby 10 kV | Scenario_1 | outage_line_7
0.96443 | -4.3964 | 2.2587 | 0.099699 | Nexø 10 kV | Scenario_1 | outage_line_7
0.94814 | -3.0911 | 0.071207 | 2.0899 | Bodilsker 10 kV | Scenario_1 | outage_line_7
0.9019 | -2.9803 | 0.75566 | 4.5625 | Rønne Syd 10 kV | Scenario_1 | outage_line_7
0.9866 | -3.0137 | 0.90882 | 1.5741 | Allinge 10 kV | Scenario_1 | outage_line_7
0.95302 | -3.9132 | 1.4303 | 1.4589 | Svaneke 10 kV | Scenario_1 | outage_line_7
0.93991 | -2.9768 | 0.50899 | 0.88159 | Viadukten 10 kV | Scenario_1 | outage_line_7
0.90542 | -2.7282 | 0 | 0 | Auxiliary bus Viadukten 4 | Scenario_1 | outage_line_7
|  | 0 | 0 | Rønne Nord 10 kV | Scenario_1 | outage_line_7
0.95981 | -3.7985 | 1.2427 | 0.51832 | Poulsker 10 kV | Scenario_1 | outage_line_7
1 | 0 | -6.1478e-07 | -0.045549 | Vesthavnen 10 kV | Scenario_1 | outage_line_7
0.93497 | -3.7374 | 0.69016 | 0.15022 | Gudhjem 10 kV | Scenario_1 | outage_line_7
0.97263 | -2.2928 | 0 | 0 | Hasle A | Scenario_1 | outage_line_8
|  | 0 | 0 | Hasle B | Scenario_1 | outage_line_8
|  | 0 | 0 | Snorrebakken | Scenario_1 | outage_line_8
|  | 0 | 0 | Olsker | Scenario_1 | outage_line_8
|  | 0 | 0 | Ronne Nord | Scenario_1 | outage_line_8
0.97337 | -2.2824 | 0 | 0 | BOR-HAS split 3 | Scenario_1 | outage_line_8
0.96142 | -2.5419 | 0 | 0 | Allinge | Scenario_1 | outage_line_8
0.93187 | -3.0909 | 0 | 0 | Svaneke | Scenario_1 | outage_line_8
0.93043 | -3.0939 | 0 | 0 | Nexo | Scenario_1 | outage_line_8
0.93033 | -3.0514 | 0 | 0 | Bodilsker | Scenario_1 | outage_line_8
0.92984 | -3.0665 | 0 | 0 | Poulsker | Scenario_1 | outage_line_8
0.92266 | -2.853 | 0 | 0 | Aakirkeby | Scenario_1 | outage_line_8
0.93372 | -3.0691 | 0 | 0 | Dalslunde | Scenario_1 | outage_line_8
0.94498 | -2.9292 | 0 | 0 | Osterlars | Scenario_1 | outage_line_8
0.96186 | -2.5529 | 0 | 0 | Olsker | Scenario_1 | outage_line_8
0.94479 | -2.9481 | 0 | 0 | Gudhjem | Scenario_1 | outage_line_8
|  | 0 | 0 | Viadukten A | Scenario_1 | outage_line_8
|  | 0 | 0 | Viadukten B | Scenario_1 | outage_line_8
0.91597 | -2.6507 | 0 | 0 | Ronne Syd | Scenario_1 | outage_line_8
|  | 0 | 0 | Vaerket A | Scenario_1 | outage_line_8
|  | 0 | 0 | Vaerket B | Scenario_1 | outage_line_8
0.95435 | 0.00077334 | 0 | 0 | Vesthavnen | Scenario_1 | outage_line_8
|  | 0 | 0 | Auxiliary bus Viadukten 1 | Scenario_1 | outage_line_8
|  | 0 | 0 | Auxiliary bus Viadukten 2 | Scenario_1 | outage_line_8
|  | 0 | 0 | Auxiliary bus Viadukten 3 | Scenario_1 | outage_line_8
0.99737 | -1.7324 | 0 | 0 | BOR HAS split 1 | Scenario_1 | outage_line_8
0.99715 | -1.7466 | 0 | 0 | BOR HAS split 2 | Scenario_1 | outage_line_8
0.99893 | -1.4348 | 0 | 0 | Borrby | Scenario_1 | outage_line_8
0.91 | 0 | -13.0531 | 1.6302 | Tomelilla | Scenario_1 | outage_line_8
|  | 0 | 0 | Vaerket Blok 6 | Scenario_1 | outage_line_8
|  | 0 | 0 | Vaerket Blok 5 | Scenario_1 | outage_line_8
|  | 0 | 0 | Vaerket Diesler | Scenario_1 | outage_line_8
|  | 0 | 0 | Vaer N | Scenario_1 | outage_line_8
|  | 0 | 0 | Dampværk A | Scenario_1 | outage_line_8
|  | 0 | 0 | Dampværk B | Scenario_1 | outage_line_8
|  | 0 | 0 | Aux bus trafo DMP | Scenario_1 | outage_line_8
|  | 0 | 0 | Aux bus trafo DMP 2 | Scenario_1 | outage_line_8
|  | 0 | 0 | Snorrebakken 10 kV | Scenario_1 | outage_line_8
0.97263 | -2.2928 | 0 | 0 | Aux bus trafo HASLE | Scenario_1 | outage_line_8
0.97263 | -2.2928 | 0 | 0 | Aux bus trafo HASLE | Scenario_1 | outage_line_8
1.0122 | -3.1394 | 1.6042 | 0.56638 | Hasle 10 kV | Scenario_1 | outage_line_8
0.95855 | -4.0167 | 1.4092 | 0.10411 | Olsker 10 kV | Scenario_1 | outage_line_8
0.9848 | -3.4715 | 1.556 | 0.74956 | Østerlars 10 kV | Scenario_1 | outage_line_8
0.96351 | -2.9508 | 0.37812 | 0.65493 | Åkirkeby 10 kV | Scenario_1 | outage_line_8
0.97276 | -4.3056 | 2.2587 | 0.099699 | Nexø 10 kV | Scenario_1 | outage_line_8
0.95642 | -3.0217 | 0.071207 | 2.1214 | Bodilsker 10 kV | Scenario_1 | outage_line_8
0.91263 | -2.8924 | 0.75566 | 4.6404 | Rønne Syd 10 kV | Scenario_1 | outage_line_8
0.99175 | -2.96 | 0.90882 | 1.5741 | Allinge 10 kV | Scenario_1 | outage_line_8
0.96129 | -3.8312 | 1.4303 | 1.4589 | Svaneke 10 kV | Scenario_1 | outage_line_8
|  | 0 | 0 | Viadukten 10 kV | Scenario_1 | outage_line_8
|  | 0 | 0 | Auxiliary bus Viadukten 4 | Scenario_1 | outage_line_8
|  | 0 | 0 | Rønne Nord 10 kV | Scenario_1 | outage_line_8
0.96826 | -3.7179 | 1.2427 | 0.51832 | Poulsker 10 kV | Scenario_1 | outage_line_8
1 | 0 | -6.1478e-07 | -0.045549 | Vesthavnen 10 kV | Scenario_1 | outage_line_8
0.94144 | -3.6664 | 0.69016 | 0.15022 | Gudhjem 10 kV | Scenario_1 | outage_line_8
0.99463 | -2.6504 | 0 | 0 | Hasle A | Scenario_1 | outage_line_9
|  | 0 | 0 | Hasle B | Scenario_1 | outage_line_9
|  | 0 | 0 | Snorrebakken | Scenario_1 | outage_line_9
|  | 0 | 0 | Olsker | Scenario_1 | outage_line_9
|  | 0 | 0 | Ronne Nord | Scenario_1 | outage_line_9
0.99513 | -2.6312 | 0 | 0 | BOR-HAS split 3 | Scenario_1 | outage_line_9
0.98799 | -3.0036 | 0 | 0 | Allinge | Scenario_1 | outage_line_9
0.9742 | -3.9289 | 0 | 0 | Svaneke | Scenario_1 | outage_line_9
0.97359 | -3.957 | 0 | 0 | Nexo | Scenario_1 | outage_line_9
0.97383 | -3.9324 | 0 | 0 | Bodilsker | Scenario_1 | outage_line_9
0.97337 | -3.947 | 0 | 0 | Poulsker | Scenario_1 | outage_line_9
0.9728 | -3.9292 | 0 | 0 | Aakirkeby | Scenario_1 | outage_line_9
0.97534 | -3.8862 | 0 | 0 | Dalslunde | Scenario_1 | outage_line_9
0.98015 | -3.5892 | 0 | 0 | Osterlars | Scenario_1 | outage_line_9
0.98842 | -3.0138 | 0 | 0 | Olsker | Scenario_1 | outage_line_9
0.97998 | -3.6077 | 0 | 0 | Gudhjem | Scenario_1 | outage_line_9
|  | 0 | 0 | Viadukten A | Scenario_1 | outage_line_9
|  | 0 | 0 | Viadukten B | Scenario_1 | outage_line_9
|  | 0 | 0 | Ronne Syd | Scenario_1 | outage_line_9
|  | 0 | 0 | Vaerket A | Scenario_1 | outage_line_9
|  | 0 | 0 | Vaerket B | Scenario_1 | outage_line_9
0.95435 | 0.00077334 | 0 | 0 | Vesthavnen | Scenario_1 | outage_line_9
|  | 0 | 0 | Auxiliary bus Viadukten 1 | Scenario_1 | outage_line_9
|  | 0 | 0 | Auxiliary bus Viadukten 2 | Scenario_1 | outage_line_9
|  | 0 | 0 | Auxiliary bus Viadukten 3 | Scenario_1 | outage_line_9
1.0108 | -1.6628 | 0 | 0 | BOR HAS split 1 | Scenario_1 | outage_line_9
1.0107 | -1.6814 | 0 | 0 | BOR HAS split 2 | Scenario_1 | outage_line_9
1.01 | -1.3395 | 0 | 0 | Borrby | Scenario_1 | outage_line_9
0.91 | 0 | -12.0286 | 7.401 | Tomelilla | Scenario_1 | outage_line_9
|  | 0 | 0 | Vaerket Blok 6 | Scenario_1 | outage_line_9
|  | 0 | 0 | Vaerket Blok 5 | Scenario_1 | outage_line_9
|  | 0 | 0 | Vaerket Diesler | Scenario_1 | outage_line_9
|  | 0 | 0 | Vaer N | Scenario_1 | outage_line_9
|  | 0 | 0 | Dampværk A | Scenario_1 | outage_line_9
|  | 0 | 0 | Dampværk B | Scenario_1 | outage_line_9
|  | 0 | 0 | Aux bus trafo DMP | Scenario_1 | outage_line_9
|  | 0 | 0 | Aux bus trafo DMP 2 | Scenario_1 | outage_line_9
|  | 0 | 0 | Snorrebakken 10 kV | Scenario_1 | outage_line_9
0.99463 | -2.6504 | 0 | 0 | Aux bus trafo HASLE | Scenario_1 | outage_line_9
0.99463 | -2.6504 | 0 | 0 | Aux bus trafo HASLE | Scenario_1 | outage_line_9
1.0354 | -3.4597 | 1.6042 | 0.56638 | Hasle 10 kV | Scenario_1 | outage_line_9
0.9852 | -4.3996 | 1.4092 | 0.10411 | Olsker 10 kV | Scenario_1 | outage_line_9
1.0218 | -4.093 | 1.556 | 0.74956 | Østerlars 10 kV | Scenario_1 | outage_line_9
1.0162 | -4.0173 | 0.37812 | 0.65493 | Åkirkeby 10 kV | Scenario_1 | outage_line_9
1.0181 | -5.0634 | 2.2587 | 0.099699 | Nexø 10 kV | Scenario_1 | outage_line_9
1.0014 | -3.9004 | 0.071207 | 2.2974 | Bodilsker 10 kV | Scenario_1 | outage_line_9
|  | 0 | 0 | Rønne Syd 10 kV | Scenario_1 | outage_line_9
1.02 | -3.3991 | 0.90882 | 1.5741 | Allinge 10 kV | Scenario_1 | outage_line_9
1.0063 | -4.6053 | 1.4303 | 1.4589 | Svaneke 10 kV | Scenario_1 | outage_line_9
|  | 0 | 0 | Viadukten 10 kV | Scenario_1 | outage_line_9
|  | 0 | 0 | Auxiliary bus Viadukten 4 | Scenario_1 | outage_line_9
|  | 0 | 0 | Rønne Nord 10 kV | Scenario_1 | outage_line_9
1.0141 | -4.5412 | 1.2427 | 0.51832 | Poulsker 10 kV | Scenario_1 | outage_line_9
1 | 0 | -6.1478e-07 | -0.045549 | Vesthavnen 10 kV | Scenario_1 | outage_line_9
0.97675 | -4.2751 | 0.69016 | 0.15022 | Gudhjem 10 kV | Scenario_1 | outage_line_9
0.99775 | -2.633 | 0 | 0 | Hasle A | Scenario_1 | outage_line_10
|  | 0 | 0 | Hasle B | Scenario_1 | outage_line_10
|  | 0 | 0 | Snorrebakken | Scenario_1 | outage_line_10
|  | 0 | 0 | Olsker | Scenario_1 | outage_line_10
|  | 0 | 0 | Ronne Nord | Scenario_1 | outage_line_10
0.99821 | -2.6134 | 0 | 0 | BOR-HAS split 3 | Scenario_1 | outage_line_10
0.99178 | -2.9854 | 0 | 0 | Allinge | Scenario_1 | outage_line_10
0.98028 | -3.907 | 0 | 0 | Svaneke | Scenario_1 | outage_line_10
0.97979 | -3.9352 | 0 | 0 | Nexo | Scenario_1 | outage_line_10
0.98008 | -3.9115 | 0 | 0 | Bodilsker | Scenario_1 | outage_line_10
0.97963 | -3.9261 | 0 | 0 | Poulsker | Scenario_1 | outage_line_10
|  | 0 | 0 | Aakirkeby | Scenario_1 | outage_line_10
0.98131 | -3.864 | 0 | 0 | Dalslunde | Scenario_1 | outage_line_10
0.98519 | -3.5686 | 0 | 0 | Osterlars | Scenario_1 | outage_line_10
0.9922 | -2.9954 | 0 | 0 | Olsker | Scenario_1 | outage_line_10
0.98502 | -3.587 | 0 | 0 | Gudhjem | Scenario_1 | outage_line_10
|  | 0 | 0 | Viadukten A | Scenario_1 | outage_line_10
|  | 0 | 0 | Viadukten B | Scenario_1 | outage_line_10
|  | 0 | 0 | Ronne Syd | Scenario_1 | outage_line_10
|  | 0 | 0 | Vaerket A | Scenario_1 | outage_line_10
|  | 0 | 0 | Vaerket B | Scenario_1 | outage_line_10
0.95435 | 0.00077334 | 0 | 0 | Vesthavnen | Scenario_1 | outage_line_10
|  | 0 | 0 | Auxiliary bus Viadukten 1 | Scenario_1 | outage_line_10
|  | 0 | 0 | Auxiliary bus Viadukten 2 | Scenario_1 | outage_line_10
|  | 0 | 0 | Auxiliary bus Viadukten 3 | Scenario_1 | outage_line_10
1.0125 | -1.6166 | 0 | 0 | BOR HAS split 1 | Scenario_1 | outage_line_10
1.0124 | -1.6354 | 0 | 0 | BOR HAS split 2 | Scenario_1 | outage_line_10
1.0113 | -1.2967 | 0 | 0 | Borrby | Scenario_1 | outage_line_10
0.91 | 0 | -11.6136 | 8.0906 | Tomelilla | Scenario_1 | outage_line_10
|  | 0 | 0 | Vaerket Blok 6 | Scenario_1 | outage_line_10
|  | 0 | 0 | Vaerket Blok 5 | Scenario_1 | outage_line_10
|  | 0 | 0 | Vaerket Diesler | Scenario_1 | outage_line_10
|  | 0 | 0 | Vaer N | Scenario_1 | outage_line_10
|  | 0 | 0 | Dampværk A | Scenario_1 | outage_line_10
|  | 0 | 0 | Dampværk B | Scenario_1 | outage_line_10
|  | 0 | 0 | Aux bus trafo DMP | Scenario_1 | outage_line_10
|  | 0 | 0 | Aux bus trafo DMP 2 | Scenario_1 | outage_line_10
|  | 0 | 0 | Snorrebakken 10 kV | Scenario_1 | outage_line_10
0.99775 | -2.633 | 0 | 0 | Aux bus trafo HASLE | Scenario_1 | outage_line_10
0.99775 | -2.633 | 0 | 0 | Aux bus trafo HASLE | Scenario_1 | outage_line_10
1.0387 | -3.4372 | 1.6042 | 0.56638 | Hasle 10 kV | Scenario_1 | outage_line_10
0.989 | -4.3707 | 1.4092 | 0.10411 | Olsker 10 kV | Scenario_1 | outage_line_10
1.0271 | -4.0672 | 1.556 | 0.74956 | Østerlars 10 kV | Scenario_1 | outage_line_10
|  | 0 | 0 | Åkirkeby 10 kV | Scenario_1 | outage_line_10
1.0246 | -5.0277 | 2.2587 | 0.099699 | Nexø 10 kV | Scenario_1 | outage_line_10
1.0078 | -3.8792 | 0.071207 | 2.3234 | Bodilsker 10 kV | Scenario_1 | outage_line_10
|  | 0 | 0 | Rønne Syd 10 kV | Scenario_1 | outage_line_10
1.024 | -3.3778 | 0.90882 | 1.5741 | Allinge 10 kV | Scenario_1 | outage_line_10
1.0127 | -4.5749 | 1.4303 | 1.4589 | Svaneke 10 kV | Scenario_1 | outage_line_10
|  | 0 | 0 | Viadukten 10 kV | Scenario_1 | outage_line_10
|  | 0 | 0 | Auxiliary bus Viadukten 4 | Scenario_1 | outage_line_10
|  | 0 | 0 | Rønne Nord 10 kV | Scenario_1 | outage_line_10
1.0207 | -4.5126 | 1.2427 | 0.51832 | Poulsker 10 kV | Scenario_1 | outage_line_10
1 | 0 | -6.1478e-07 | -0.045549 | Vesthavnen 10 kV | Scenario_1 | outage_line_10
0.9818 | -4.2476 | 0.69016 | 0.15022 | Gudhjem 10 kV | Scenario_1 | outage_line_10
0.99922 | -2.3418 | 0 | 0 | Hasle A | Scenario_1 | outage_line_11
|  | 0 | 0 | Hasle B | Scenario_1 | outage_line_11
|  | 0 | 0 | Snorrebakken | Scenario_1 | outage_line_11
|  | 0 | 0 | Olsker | Scenario_1 | outage_line_11
|  | 0 | 0 | Ronne Nord | Scenario_1 | outage_line_11
0.99964 | -2.3256 | 0 | 0 | BOR-HAS split 3 | Scenario_1 | outage_line_11
0.99363 | -2.6314 | 0 | 0 | Allinge | Scenario_1 | outage_line_11
0.98341 | -3.3273 | 0 | 0 | Svaneke | Scenario_1 | outage_line_11
0.983 | -3.3427 | 0 | 0 | Nexo | Scenario_1 | outage_line_11
0.98336 | -3.313 | 0 | 0 | Bodilsker | Scenario_1 | outage_line_11
|  | 0 | 0 | Poulsker | Scenario_1 | outage_line_11
|  | 0 | 0 | Aakirkeby | Scenario_1 | outage_line_11
0.98438 | -3.294 | 0 | 0 | Dalslunde | Scenario_1 | outage_line_11
0.98775 | -3.0924 | 0 | 0 | Osterlars | Scenario_1 | outage_line_11
0.99406 | -2.6414 | 0 | 0 | Olsker | Scenario_1 | outage_line_11
0.98758 | -3.1108 | 0 | 0 | Gudhjem | Scenario_1 | outage_line_11
|  | 0 | 0 | Viadukten A | Scenario_1 | outage_line_11
|  | 0 | 0 | Viadukten B | Scenario_1 | outage_line_11
|  | 0 | 0 | Ronne Syd | Scenario_1 | outage_line_11
|  | 0 | 0 | Vaerket A | Scenario_1 | outage_line_11
|  | 0 | 0 | Vaerket B | Scenario_1 | outage_line_11
0.95435 | 0.00077334 | 0 | 0 | Vesthavnen | Scenario_1 | outage_line_11
|  | 0 | 0 | Auxiliary bus Viadukten 1 | Scenario_1 | outage_line_11
|  | 0 | 0 | Auxiliary bus Viadukten 2 | Scenario_1 | outage_line_11
|  | 0 | 0 | Auxiliary bus Viadukten 3 | Scenario_1 | outage_line_11
1.0122 | -1.4407 | 0 | 0 | BOR HAS split 1 | Scenario_1 | outage_line_11
1.0122 | -1.4579 | 0 | 0 | BOR HAS split 2 | Scenario_1 | outage_line_11
1.011 | -1.1514 | 0 | 0 | Borrby | Scenario_1 | outage_line_11
0.91 | 0 | -10.2764 | 7.8664 | Tomelilla | Scenario_1 | outage_line_11
|  | 0 | 0 | Vaerket Blok 6 | Scenario_1 | outage_line_11
|  | 0 | 0 | Vaerket Blok 5 | Scenario_1 | outage_line_11
|  | 0 | 0 | Vaerket Diesler | Scenario_1 | outage_line_11
|  | 0 | 0 | Vaer N | Scenario_1 | outage_line_11
|  | 0 | 0 | Dampværk A | Scenario_1 | outage_line_11
|  | 0 | 0 | Dampværk B | Scenario_1 | outage_line_11
|  | 0 | 0 | Aux bus trafo DMP | Scenario_1 | outage_line_11
|  | 0 | 0 | Aux bus trafo DMP 2 | Scenario_1 | outage_line_11
|  | 0 | 0 | Snorrebakken 10 kV | Scenario_1 | outage_line_11
0.99922 | -2.3418 | 0 | 0 | Aux bus trafo HASLE | Scenario_1 | outage_line_11
0.99922 | -2.3418 | 0 | 0 | Aux bus trafo HASLE | Scenario_1 | outage_line_11
1.0403 | -3.1436 | 1.6042 | 0.56638 | Hasle 10 kV | Scenario_1 | outage_line_11
0.99087 | -4.0115 | 1.4092 | 0.10411 | Olsker 10 kV | Scenario_1 | outage_line_11
1.0298 | -3.5885 | 1.556 | 0.74956 | Østerlars 10 kV | Scenario_1 | outage_line_11
|  | 0 | 0 | Åkirkeby 10 kV | Scenario_1 | outage_line_11
1.028 | -4.428 | 2.2587 | 0.099699 | Nexø 10 kV | Scenario_1 | outage_line_11
1.0112 | -3.2805 | 0.071207 | 2.337 | Bodilsker 10 kV | Scenario_1 | outage_line_11
|  | 0 | 0 | Rønne Syd 10 kV | Scenario_1 | outage_line_11
1.026 | -3.0223 | 0.90882 | 1.5741 | Allinge 10 kV | Scenario_1 | outage_line_11
1.0161 | -3.9909 | 1.4303 | 1.4589 | Svaneke 10 kV | Scenario_1 | outage_line_11
|  | 0 | 0 | Viadukten 10 kV | Scenario_1 | outage_line_11
|  | 0 | 0 | Auxiliary bus Viadukten 4 | Scenario_1 | outage_line_11
|  | 0 | 0 | Rønne Nord 10 kV | Scenario_1 | outage_line_11
|  | 0 | 0 | Poulsker 10 kV | Scenario_1 | outage_line_11
1 | 0 | -6.1478e-07 | -0.045549 | Vesthavnen 10 kV | Scenario_1 | outage_line_11
0.98437 | -3.7679 | 0.69016 | 0.15022 | Gudhjem 10 kV | Scenario_1 | outage_line_11
0.9973 | -2.2896 | 0 | 0 | Hasle A | Scenario_1 | outage_line_12
|  | 0 | 0 | Hasle B | Scenario_1 | outage_line_12
|  | 0 | 0 | Snorrebakken | Scenario_1 | outage_line_12
|  | 0 | 0 | Olsker | Scenario_1 | outage_line_12
|  | 0 | 0 | Ronne Nord | Scenario_1 | outage_line_12
0.99775 | -2.2744 | 0 | 0 | BOR-HAS split 3 | Scenario_1 | outage_line_12
0.99133 | -2.5657 | 0 | 0 | Allinge | Scenario_1 | outage_line_12
0.97931 | -3.2582 | 0 | 0 | Svaneke | Scenario_1 | outage_line_12
0.97826 | -3.3295 | 0 | 0 | Nexo | Scenario_1 | outage_line_12
0.97971 | -3.1414 | 0 | 0 | Bodilsker | Scenario_1 | outage_line_12
|  | 0 | 0 | Poulsker | Scenario_1 | outage_line_12
|  | 0 | 0 | Aakirkeby | Scenario_1 | outage_line_12
0.98078 | -3.1822 | 0 | 0 | Dalslunde | Scenario_1 | outage_line_12
0.98471 | -3.0008 | 0 | 0 | Osterlars | Scenario_1 | outage_line_12
0.99176 | -2.5757 | 0 | 0 | Olsker | Scenario_1 | outage_line_12
0.98453 | -3.0192 | 0 | 0 | Gudhjem | Scenario_1 | outage_line_12
|  | 0 | 0 | Viadukten A | Scenario_1 | outage_line_12
|  | 0 | 0 | Viadukten B | Scenario_1 | outage_line_12
|  | 0 | 0 | Ronne Syd | Scenario_1 | outage_line_12
|  | 0 | 0 | Vaerket A | Scenario_1 | outage_line_12
|  | 0 | 0 | Vaerket B | Scenario_1 | outage_line_12
0.95435 | 0.00077334 | 0 | 0 | Vesthavnen | Scenario_1 | outage_line_12
|  | 0 | 0 | Auxiliary bus Viadukten 1 | Scenario_1 | outage_line_12
|  | 0 | 0 | Auxiliary bus Viadukten 2 | Scenario_1 | outage_line_12
|  | 0 | 0 | Auxiliary bus Viadukten 3 | Scenario_1 | outage_line_12
1.011 | -1.4349 | 0 | 0 | BOR HAS split 1 | Scenario_1 | outage_line_12
1.0109 | -1.4516 | 0 | 0 | BOR HAS split 2 | Scenario_1 | outage_line_12
1.0099 | -1.1501 | 0 | 0 | Borrby | Scenario_1 | outage_line_12
0.91 | 0 | -10.2807 | 7.3222 | Tomelilla | Scenario_1 | outage_line_12
|  | 0 | 0 | Vaerket Blok 6 | Scenario_1 | outage_line_12
|  | 0 | 0 | Vaerket Blok 5 | Scenario_1 | outage_line_12
|  | 0 | 0 | Vaerket Diesler | Scenario_1 | outage_line_12
|  | 0 | 0 | Vaer N | Scenario_1 | outage_line_12
|  | 0 | 0 | Dampværk A | Scenario_1 | outage_line_12
|  | 0 | 0 | Dampværk B | Scenario_1 | outage_line_12
|  | 0 | 0 | Aux bus trafo DMP | Scenario_1 | outage_line_12
|  | 0 | 0 | Aux bus trafo DMP 2 | Scenario_1 | outage_line_12
|  | 0 | 0 | Snorrebakken 10 kV | Scenario_1 | outage_line_12
0.9973 | -2.2896 | 0 | 0 | Aux bus trafo HASLE | Scenario_1 | outage_line_12
0.9973 | -2.2896 | 0 | 0 | Aux bus trafo HASLE | Scenario_1 | outage_line_12
1.0382 | -3.0946 | 1.6042 | 0.56638 | Hasle 10 kV | Scenario_1 | outage_line_12
0.98855 | -3.9522 | 1.4092 | 0.10411 | Olsker 10 kV | Scenario_1 | outage_line_12
1.0266 | -3.4999 | 1.556 | 0.74956 | Østerlars 10 kV | Scenario_1 | outage_line_12
|  | 0 | 0 | Åkirkeby 10 kV | Scenario_1 | outage_line_12
1.023 | -4.4254 | 2.2587 | 0.099699 | Nexø 10 kV | Scenario_1 | outage_line_12
1.0074 | -3.1091 | 0.071207 | 2.3218 | Bodilsker 10 kV | Scenario_1 | outage_line_12
|  | 0 | 0 | Rønne Syd 10 kV | Scenario_1 | outage_line_12
1.0236 | -2.9585 | 0.90882 | 1.5741 | Allinge 10 kV | Scenario_1 | outage_line_12
1.0117 | -3.9275 | 1.4303 | 1.4589 | Svaneke 10 kV | Scenario_1 | outage_line_12
|  | 0 | 0 | Viadukten 10 kV | Scenario_1 | outage_line_12
|  | 0 | 0 | Auxiliary bus Viadukten 4 | Scenario_1 | outage_line_12
|  | 0 | 0 | Rønne Nord 10 kV | Scenario_1 | outage_line_12
|  | 0 | 0 | Poulsker 10 kV | Scenario_1 | outage_line_12
1 | 0 | -6.1478e-07 | -0.045549 | Vesthavnen 10 kV | Scenario_1 | outage_line_12
0.98132 | -3.6804 | 0.69016 | 0.15022 | Gudhjem 10 kV | Scenario_1 | outage_line_12
1.0064 | -2.5303 | 0 | 0 | Hasle A | Scenario_1 | outage_line_13
|  | 0 | 0 | Hasle B | Scenario_1 | outage_line_13
|  | 0 | 0 | Snorrebakken | Scenario_1 | outage_line_13
|  | 0 | 0 | Olsker | Scenario_1 | outage_line_13
|  | 0 | 0 | Ronne Nord | Scenario_1 | outage_line_13
1.0068 | -2.5104 | 0 | 0 | BOR-HAS split 3 | Scenario_1 | outage_line_13
1.0023 | -2.8688 | 0 | 0 | Allinge | Scenario_1 | outage_line_13
0.99658 | -3.7713 | 0 | 0 | Svaneke | Scenario_1 | outage_line_13
0.99556 | -3.8411 | 0 | 0 | Nexo | Scenario_1 | outage_line_13
|  | 0 | 0 | Bodilsker | Scenario_1 | outage_line_13
|  | 0 | 0 | Poulsker | Scenario_1 | outage_line_13
|  | 0 | 0 | Aakirkeby | Scenario_1 | outage_line_13
0.998 | -3.6959 | 0 | 0 | Dalslunde | Scenario_1 | outage_line_13
0.99927 | -3.4225 | 0 | 0 | Osterlars | Scenario_1 | outage_line_13
1.0028 | -2.8785 | 0 | 0 | Olsker | Scenario_1 | outage_line_13
0.9991 | -3.4407 | 0 | 0 | Gudhjem | Scenario_1 | outage_line_13
|  | 0 | 0 | Viadukten A | Scenario_1 | outage_line_13
|  | 0 | 0 | Viadukten B | Scenario_1 | outage_line_13
|  | 0 | 0 | Ronne Syd | Scenario_1 | outage_line_13
|  | 0 | 0 | Vaerket A | Scenario_1 | outage_line_13
|  | 0 | 0 | Vaerket B | Scenario_1 | outage_line_13
0.95435 | 0.00077334 | 0 | 0 | Vesthavnen | Scenario_1 | outage_line_13
|  | 0 | 0 | Auxiliary bus Viadukten 1 | Scenario_1 | outage_line_13
|  | 0 | 0 | Auxiliary bus Viadukten 2 | Scenario_1 | outage_line_13
|  | 0 | 0 | Auxiliary bus Viadukten 3 | Scenario_1 | outage_line_13
1.0169 | -1.4589 | 0 | 0 | BOR HAS split 1 | Scenario_1 | outage_line_13
1.0169 | -1.4781 | 0 | 0 | BOR HAS split 2 | Scenario_1 | outage_line_13
1.0149 | -1.1535 | 0 | 0 | Borrby | Scenario_1 | outage_line_13
0.91 | 0 | -10.235 | 9.9054 | Tomelilla | Scenario_1 | outage_line_13
|  | 0 | 0 | Vaerket Blok 6 | Scenario_1 | outage_line_13
|  | 0 | 0 | Vaerket Blok 5 | Scenario_1 | outage_line_13
|  | 0 | 0 | Vaerket Diesler | Scenario_1 | outage_line_13
|  | 0 | 0 | Vaer N | Scenario_1 | outage_line_13
|  | 0 | 0 | Dampværk A | Scenario_1 | outage_line_13
|  | 0 | 0 | Dampværk B | Scenario_1 | outage_line_13
|  | 0 | 0 | Aux bus trafo DMP | Scenario_1 | outage_line_13
|  | 0 | 0 | Aux bus trafo DMP 2 | Scenario_1 | outage_line_13
|  | 0 | 0 | Snorrebakken 10 kV | Scenario_1 | outage_line_13
1.0064 | -2.5303 | 0 | 0 | Aux bus trafo HASLE | Scenario_1 | outage_line_13
1.0064 | -2.5303 | 0 | 0 | Aux bus trafo HASLE | Scenario_1 | outage_line_13
1.0479 | -3.3206 | 1.6042 | 0.56638 | Hasle 10 kV | Scenario_1 | outage_line_13
0.9996 | -4.2248 | 1.4092 | 0.10411 | Olsker 10 kV | Scenario_1 | outage_line_13
1.0419 | -3.9071 | 1.556 | 0.74956 | Østerlars 10 kV | Scenario_1 | outage_line_13
|  | 0 | 0 | Åkirkeby 10 kV | Scenario_1 | outage_line_13
1.0411 | -4.8992 | 2.2587 | 0.099699 | Nexø 10 kV | Scenario_1 | outage_line_13
|  | 0 | 0 | Bodilsker 10 kV | Scenario_1 | outage_line_13
|  | 0 | 0 | Rønne Syd 10 kV | Scenario_1 | outage_line_13
1.0353 | -3.2528 | 0.90882 | 1.5741 | Allinge 10 kV | Scenario_1 | outage_line_13
1.0301 | -4.4172 | 1.4303 | 1.4589 | Svaneke 10 kV | Scenario_1 | outage_line_13
|  | 0 | 0 | Viadukten 10 kV | Scenario_1 | outage_line_13
|  | 0 | 0 | Auxiliary bus Viadukten 4 | Scenario_1 | outage_line_13
|  | 0 | 0 | Rønne Nord 10 kV | Scenario_1 | outage_line_13
|  | 0 | 0 | Poulsker 10 kV | Scenario_1 | outage_line_13
1 | 0 | -6.1478e-07 | -0.045549 | Vesthavnen 10 kV | Scenario_1 | outage_line_13
0.99593 | -4.0827 | 0.69016 | 0.15022 | Gudhjem 10 kV | Scenario_1 | outage_line_13
1.006 | -1.9223 | 0 | 0 | Hasle A | Scenario_1 | outage_line_14
|  | 0 | 0 | Hasle B | Scenario_1 | outage_line_14
|  | 0 | 0 | Snorrebakken | Scenario_1 | outage_line_14
|  | 0 | 0 | Olsker | Scenario_1 | outage_line_14
|  | 0 | 0 | Ronne Nord | Scenario_1 | outage_line_14
1.0063 | -1.91 | 0 | 0 | BOR-HAS split 3 | Scenario_1 | outage_line_14
1.002 | -2.1274 | 0 | 0 | Allinge | Scenario_1 | outage_line_14
0.99696 | -2.5012 | 0 | 0 | Svaneke | Scenario_1 | outage_line_14
|  | 0 | 0 | Nexo | Scenario_1 | outage_line_14
|  | 0 | 0 | Bodilsker | Scenario_1 | outage_line_14
|  | 0 | 0 | Poulsker | Scenario_1 | outage_line_14
|  | 0 | 0 | Aakirkeby | Scenario_1 | outage_line_14
0.99783 | -2.5005 | 0 | 0 | Dalslunde | Scenario_1 | outage_line_14
0.99905 | -2.4238 | 0 | 0 | Osterlars | Scenario_1 | outage_line_14
1.0024 | -2.1371 | 0 | 0 | Olsker | Scenario_1 | outage_line_14
0.99888 | -2.442 | 0 | 0 | Gudhjem | Scenario_1 | outage_line_14
|  | 0 | 0 | Viadukten A | Scenario_1 | outage_line_14
|  | 0 | 0 | Viadukten B | Scenario_1 | outage_line_14
|  | 0 | 0 | Ronne Syd | Scenario_1 | outage_line_14
|  | 0 | 0 | Vaerket A | Scenario_1 | outage_line_14
|  | 0 | 0 | Vaerket B | Scenario_1 | outage_line_14
0.95435 | 0.00077334 | 0 | 0 | Vesthavnen | Scenario_1 | outage_line_14
|  | 0 | 0 | Auxiliary bus Viadukten 1 | Scenario_1 | outage_line_14
|  | 0 | 0 | Auxiliary bus Viadukten 2 | Scenario_1 | outage_line_14
|  | 0 | 0 | Auxiliary bus Viadukten 3 | Scenario_1 | outage_line_14
1.0144 | -1.1312 | 0 | 0 | BOR HAS split 1 | Scenario_1 | outage_line_14
1.0144 | -1.1466 | 0 | 0 | BOR HAS split 2 | Scenario_1 | outage_line_14
1.0125 | -0.88836 | 0 | 0 | Borrby | Scenario_1 | outage_line_14
0.91 | 0 | -7.8174 | 8.6101 | Tomelilla | Scenario_1 | outage_line_14
|  | 0 | 0 | Vaerket Blok 6 | Scenario_1 | outage_line_14
|  | 0 | 0 | Vaerket Blok 5 | Scenario_1 | outage_line_14
|  | 0 | 0 | Vaerket Diesler | Scenario_1 | outage_line_14
|  | 0 | 0 | Vaer N | Scenario_1 | outage_line_14
|  | 0 | 0 | Dampværk A | Scenario_1 | outage_line_14
|  | 0 | 0 | Dampværk B | Scenario_1 | outage_line_14
|  | 0 | 0 | Aux bus trafo DMP | Scenario_1 | outage_line_14
|  | 0 | 0 | Aux bus trafo DMP 2 | Scenario_1 | outage_line_14
|  | 0 | 0 | Snorrebakken 10 kV | Scenario_1 | outage_line_14
1.006 | -1.9223 | 0 | 0 | Aux bus trafo HASLE | Scenario_1 | outage_line_14
1.006 | -1.9223 | 0 | 0 | Aux bus trafo HASLE | Scenario_1 | outage_line_14
1.0474 | -2.7133 | 1.6042 | 0.56638 | Hasle 10 kV | Scenario_1 | outage_line_14
0.99927 | -3.4843 | 1.4092 | 0.10411 | Olsker 10 kV | Scenario_1 | outage_line_14
1.0417 | -2.9086 | 1.556 | 0.74956 | Østerlars 10 kV | Scenario_1 | outage_line_14
|  | 0 | 0 | Åkirkeby 10 kV | Scenario_1 | outage_line_14
|  | 0 | 0 | Nexø 10 kV | Scenario_1 | outage_line_14
|  | 0 | 0 | Bodilsker 10 kV | Scenario_1 | outage_line_14
|  | 0 | 0 | Rønne Syd 10 kV | Scenario_1 | outage_line_14
1.0349 | -2.5117 | 0.90882 | 1.5741 | Allinge 10 kV | Scenario_1 | outage_line_14
1.0305 | -3.1466 | 1.4303 | 1.4589 | Svaneke 10 kV | Scenario_1 | outage_line_14
|  | 0 | 0 | Viadukten 10 kV | Scenario_1 | outage_line_14
|  | 0 | 0 | Auxiliary bus Viadukten 4 | Scenario_1 | outage_line_14
|  | 0 | 0 | Rønne Nord 10 kV | Scenario_1 | outage_line_14
|  | 0 | 0 | Poulsker 10 kV | Scenario_1 | outage_line_14
1 | 0 | -6.1478e-07 | -0.045549 | Vesthavnen 10 kV | Scenario_1 | outage_line_14
0.9957 | -3.0843 | 0.69016 | 0.15022 | Gudhjem 10 kV | Scenario_1 | outage_line_14
1.01 | -1.6664 | 0 | 0 | Hasle A | Scenario_1 | outage_line_15
|  | 0 | 0 | Hasle B | Scenario_1 | outage_line_15
|  | 0 | 0 | Snorrebakken | Scenario_1 | outage_line_15
|  | 0 | 0 | Olsker | Scenario_1 | outage_line_15
|  | 0 | 0 | Ronne Nord | Scenario_1 | outage_line_15
1.0102 | -1.6564 | 0 | 0 | BOR-HAS split 3 | Scenario_1 | outage_line_15
1.0069 | -1.8203 | 0 | 0 | Allinge | Scenario_1 | outage_line_15
|  | 0 | 0 | Svaneke | Scenario_1 | outage_line_15
|  | 0 | 0 | Nexo | Scenario_1 | outage_line_15
|  | 0 | 0 | Bodilsker | Scenario_1 | outage_line_15
|  | 0 | 0 | Poulsker | Scenario_1 | outage_line_15
|  | 0 | 0 | Aakirkeby | Scenario_1 | outage_line_15
1.0057 | -2.0201 | 0 | 0 | Dalslunde | Scenario_1 | outage_line_15
1.0056 | -2.0178 | 0 | 0 | Osterlars | Scenario_1 | outage_line_15
1.0073 | -1.8298 | 0 | 0 | Olsker | Scenario_1 | outage_line_15
1.0054 | -2.036 | 0 | 0 | Gudhjem | Scenario_1 | outage_line_15
|  | 0 | 0 | Viadukten A | Scenario_1 | outage_line_15
|  | 0 | 0 | Viadukten B | Scenario_1 | outage_line_15
|  | 0 | 0 | Ronne Syd | Scenario_1 | outage_line_15
|  | 0 | 0 | Vaerket A | Scenario_1 | outage_line_15
|  | 0 | 0 | Vaerket B | Scenario_1 | outage_line_15
0.95435 | 0.00077334 | 0 | 0 | Vesthavnen | Scenario_1 | outage_line_15
|  | 0 | 0 | Auxiliary bus Viadukten 1 | Scenario_1 | outage_line_15
|  | 0 | 0 | Auxiliary bus Viadukten 2 | Scenario_1 | outage_line_15
|  | 0 | 0 | Auxiliary bus Viadukten 3 | Scenario_1 | outage_line_15
1.0157 | -0.94437 | 0 | 0 | BOR HAS split 1 | Scenario_1 | outage_line_15
1.0157 | -0.95868 | 0 | 0 | BOR HAS split 2 | Scenario_1 | outage_line_15
1.0134 | -0.72983 | 0 | 0 | Borrby | Scenario_1 | outage_line_15
0.91 | 0 | -6.3338 | 9.0016 | Tomelilla | Scenario_1 | outage_line_15
|  | 0 | 0 | Vaerket Blok 6 | Scenario_1 | outage_line_15
|  | 0 | 0 | Vaerket Blok 5 | Scenario_1 | outage_line_15
|  | 0 | 0 | Vaerket Diesler | Scenario_1 | outage_line_15
|  | 0 | 0 | Vaer N | Scenario_1 | outage_line_15
|  | 0 | 0 | Dampværk A | Scenario_1 | outage_line_15
|  | 0 | 0 | Dampværk B | Scenario_1 | outage_line_15
|  | 0 | 0 | Aux bus trafo DMP | Scenario_1 | outage_line_15
|  | 0 | 0 | Aux bus trafo DMP 2 | Scenario_1 | outage_line_15
|  | 0 | 0 | Snorrebakken 10 kV | Scenario_1 | outage_line_15
1.01 | -1.6664 | 0 | 0 | Aux bus trafo HASLE | Scenario_1 | outage_line_15
1.01 | -1.6664 | 0 | 0 | Aux bus trafo HASLE | Scenario_1 | outage_line_15
1.0516 | -2.4511 | 1.6042 | 0.56638 | Hasle 10 kV | Scenario_1 | outage_line_15
1.0041 | -3.1641 | 1.4092 | 0.10411 | Olsker 10 kV | Scenario_1 | outage_line_15
1.0486 | -2.4963 | 1.556 | 0.74956 | Østerlars 10 kV | Scenario_1 | outage_line_15
|  | 0 | 0 | Åkirkeby 10 kV | Scenario_1 | outage_line_15
|  | 0 | 0 | Nexø 10 kV | Scenario_1 | outage_line_15
|  | 0 | 0 | Bodilsker 10 kV | Scenario_1 | outage_line_15
|  | 0 | 0 | Rønne Syd 10 kV | Scenario_1 | outage_line_15
1.0401 | -2.2008 | 0.90882 | 1.5741 | Allinge 10 kV | Scenario_1 | outage_line_15
|  | 0 | 0 | Svaneke 10 kV | Scenario_1 | outage_line_15
|  | 0 | 0 | Viadukten 10 kV | Scenario_1 | outage_line_15
|  | 0 | 0 | Auxiliary bus Viadukten 4 | Scenario_1 | outage_line_15
|  | 0 | 0 | Rønne Nord 10 kV | Scenario_1 | outage_line_15
|  | 0 | 0 | Poulsker 10 kV | Scenario_1 | outage_line_15
1 | 0 | -6.1478e-07 | -0.045549 | Vesthavnen 10 kV | Scenario_1 | outage_line_15
1.0023 | -2.6699 | 0.69016 | 0.15022 | Gudhjem 10 kV | Scenario_1 | outage_line_15
1.0096 | -1.6546 | 0 | 0 | Hasle A | Scenario_1 | outage_line_16
|  | 0 | 0 | Hasle B | Scenario_1 | outage_line_16
|  | 0 | 0 | Snorrebakken | Scenario_1 | outage_line_16
|  | 0 | 0 | Olsker | Scenario_1 | outage_line_16
|  | 0 | 0 | Ronne Nord | Scenario_1 | outage_line_16
1.0098 | -1.6448 | 0 | 0 | BOR-HAS split 3 | Scenario_1 | outage_line_16
1.0064 | -1.8054 | 0 | 0 | Allinge | Scenario_1 | outage_line_16
|  | 0 | 0 | Svaneke | Scenario_1 | outage_line_16
|  | 0 | 0 | Nexo | Scenario_1 | outage_line_16
|  | 0 | 0 | Bodilsker | Scenario_1 | outage_line_16
|  | 0 | 0 | Poulsker | Scenario_1 | outage_line_16
|  | 0 | 0 | Aakirkeby | Scenario_1 | outage_line_16
|  | 0 | 0 | Dalslunde | Scenario_1 | outage_line_16
1.005 | -1.9972 | 0 | 0 | Osterlars | Scenario_1 | outage_line_16
1.0068 | -1.8151 | 0 | 0 | Olsker | Scenario_1 | outage_line_16
1.0048 | -2.0153 | 0 | 0 | Gudhjem | Scenario_1 | outage_line_16
|  | 0 | 0 | Viadukten A | Scenario_1 | outage_line_16
|  | 0 | 0 | Viadukten B | Scenario_1 | outage_line_16
|  | 0 | 0 | Ronne Syd | Scenario_1 | outage_line_16
|  | 0 | 0 | Vaerket A | Scenario_1 | outage_line_16
|  | 0 | 0 | Vaerket B | Scenario_1 | outage_line_16
0.95435 | 0.00077334 | 0 | 0 | Vesthavnen | Scenario_1 | outage_line_16
|  | 0 | 0 | Auxiliary bus Viadukten 1 | Scenario_1 | outage_line_16
|  | 0 | 0 | Auxiliary bus Viadukten 2 | Scenario_1 | outage_line_16
|  | 0 | 0 | Auxiliary bus Viadukten 3 | Scenario_1 | outage_line_16
1.0154 | -0.94266 | 0 | 0 | BOR HAS split 1 | Scenario_1 | outage_line_16
1.0154 | -0.95687 | 0 | 0 | BOR HAS split 2 | Scenario_1 | outage_line_16
1.0132 | -0.72917 | 0 | 0 | Borrby | Scenario_1 | outage_line_16
0.91 | 0 | -6.3321 | 8.8857 | Tomelilla | Scenario_1 | outage_line_16
|  | 0 | 0 | Vaerket Blok 6 | Scenario_1 | outage_line_16
|  | 0 | 0 | Vaerket Blok 5 | Scenario_1 | outage_line_16
|  | 0 | 0 | Vaerket Diesler | Scenario_1 | outage_line_16
|  | 0 | 0 | Vaer N | Scenario_1 | outage_line_16
|  | 0 | 0 | Dampværk A | Scenario_1 | outage_line_16
|  | 0 | 0 | Dampværk B | Scenario_1 | outage_line_16
|  | 0 | 0 | Aux bus trafo DMP | Scenario_1 | outage_line_16
|  | 0 | 0 | Aux bus trafo DMP 2 | Scenario_1 | outage_line_16
|  | 0 | 0 | Snorrebakken 10 kV | Scenario_1 | outage_line_16
1.0096 | -1.6546 | 0 | 0 | Aux bus trafo HASLE | Scenario_1 | outage_line_16
1.0096 | -1.6546 | 0 | 0 | Aux bus trafo HASLE | Scenario_1 | outage_line_16
1.0512 | -2.44 | 1.6042 | 0.56638 | Hasle 10 kV | Scenario_1 | outage_line_16
1.0036 | -3.1506 | 1.4092 | 0.10411 | Olsker 10 kV | Scenario_1 | outage_line_16
1.0479 | -2.4763 | 1.556 | 0.74956 | Østerlars 10 kV | Scenario_1 | outage_line_16
|  | 0 | 0 | Åkirkeby 10 kV | Scenario_1 | outage_line_16
|  | 0 | 0 | Nexø 10 kV | Scenario_1 | outage_line_16
|  | 0 | 0 | Bodilsker 10 kV | Scenario_1 | outage_line_16
|  | 0 | 0 | Rønne Syd 10 kV | Scenario_1 | outage_line_16
1.0396 | -2.1864 | 0.90882 | 1.5741 | Allinge 10 kV | Scenario_1 | outage_line_16
|  | 0 | 0 | Svaneke 10 kV | Scenario_1 | outage_line_16
|  | 0 | 0 | Viadukten 10 kV | Scenario_1 | outage_line_16
|  | 0 | 0 | Auxiliary bus Viadukten 4 | Scenario_1 | outage_line_16
|  | 0 | 0 | Rønne Nord 10 kV | Scenario_1 | outage_line_16
|  | 0 | 0 | Poulsker 10 kV | Scenario_1 | outage_line_16
1 | 0 | -6.1478e-07 | -0.045549 | Vesthavnen 10 kV | Scenario_1 | outage_line_16
1.0017 | -2.6501 | 0.69016 | 0.15022 | Gudhjem 10 kV | Scenario_1 | outage_line_16
1.0075 | -1.4172 | 0 | 0 | Hasle A | Scenario_1 | outage_line_17
|  | 0 | 0 | Hasle B | Scenario_1 | outage_line_17
|  | 0 | 0 | Snorrebakken | Scenario_1 | outage_line_17
|  | 0 | 0 | Olsker | Scenario_1 | outage_line_17
|  | 0 | 0 | Ronne Nord | Scenario_1 | outage_line_17
1.0078 | -1.4108 | 0 | 0 | BOR-HAS split 3 | Scenario_1 | outage_line_17
1.004 | -1.5138 | 0 | 0 | Allinge | Scenario_1 | outage_line_17
|  | 0 | 0 | Svaneke | Scenario_1 | outage_line_17
|  | 0 | 0 | Nexo | Scenario_1 | outage_line_17
|  | 0 | 0 | Bodilsker | Scenario_1 | outage_line_17
|  | 0 | 0 | Poulsker | Scenario_1 | outage_line_17
|  | 0 | 0 | Aakirkeby | Scenario_1 | outage_line_17
|  | 0 | 0 | Dalslunde | Scenario_1 | outage_line_17
1.0019 | -1.6012 | 0 | 0 | Osterlars | Scenario_1 | outage_line_17
1.0044 | -1.5235 | 0 | 0 | Olsker | Scenario_1 | outage_line_17
|  | 0 | 0 | Gudhjem | Scenario_1 | outage_line_17
|  | 0 | 0 | Viadukten A | Scenario_1 | outage_line_17
|  | 0 | 0 | Viadukten B | Scenario_1 | outage_line_17
|  | 0 | 0 | Ronne Syd | Scenario_1 | outage_line_17
|  | 0 | 0 | Vaerket A | Scenario_1 | outage_line_17
|  | 0 | 0 | Vaerket B | Scenario_1 | outage_line_17
0.95435 | 0.00077334 | 0 | 0 | Vesthavnen | Scenario_1 | outage_line_17
|  | 0 | 0 | Auxiliary bus Viadukten 1 | Scenario_1 | outage_line_17
|  | 0 | 0 | Auxiliary bus Viadukten 2 | Scenario_1 | outage_line_17
|  | 0 | 0 | Auxiliary bus Viadukten 3 | Scenario_1 | outage_line_17
1.0134 | -0.83704 | 0 | 0 | BOR HAS split 1 | Scenario_1 | outage_line_17
1.0134 | -0.8496 | 0 | 0 | BOR HAS split 2 | Scenario_1 | outage_line_17
1.0114 | -0.64727 | 0 | 0 | Borrby | Scenario_1 | outage_line_17
0.91 | 0 | -5.6096 | 7.9337 | Tomelilla | Scenario_1 | outage_line_17
|  | 0 | 0 | Vaerket Blok 6 | Scenario_1 | outage_line_17
|  | 0 | 0 | Vaerket Blok 5 | Scenario_1 | outage_line_17
|  | 0 | 0 | Vaerket Diesler | Scenario_1 | outage_line_17
|  | 0 | 0 | Vaer N | Scenario_1 | outage_line_17
|  | 0 | 0 | Dampværk A | Scenario_1 | outage_line_17
|  | 0 | 0 | Dampværk B | Scenario_1 | outage_line_17
|  | 0 | 0 | Aux bus trafo DMP | Scenario_1 | outage_line_17
|  | 0 | 0 | Aux bus trafo DMP 2 | Scenario_1 | outage_line_17
|  | 0 | 0 | Snorrebakken 10 kV | Scenario_1 | outage_line_17
1.0075 | -1.4172 | 0 | 0 | Aux bus trafo HASLE | Scenario_1 | outage_line_17
1.0075 | -1.4172 | 0 | 0 | Aux bus trafo HASLE | Scenario_1 | outage_line_17
1.049 | -2.2059 | 1.6042 | 0.56638 | Hasle 10 kV | Scenario_1 | outage_line_17
1.0012 | -2.8655 | 1.4092 | 0.10411 | Olsker 10 kV | Scenario_1 | outage_line_17
1.0447 | -2.0833 | 1.556 | 0.74956 | Østerlars 10 kV | Scenario_1 | outage_line_17
|  | 0 | 0 | Åkirkeby 10 kV | Scenario_1 | outage_line_17
|  | 0 | 0 | Nexø 10 kV | Scenario_1 | outage_line_17
|  | 0 | 0 | Bodilsker 10 kV | Scenario_1 | outage_line_17
|  | 0 | 0 | Rønne Syd 10 kV | Scenario_1 | outage_line_17
1.037 | -1.8966 | 0.90882 | 1.5741 | Allinge 10 kV | Scenario_1 | outage_line_17
|  | 0 | 0 | Svaneke 10 kV | Scenario_1 | outage_line_17
|  | 0 | 0 | Viadukten 10 kV | Scenario_1 | outage_line_17
|  | 0 | 0 | Auxiliary bus Viadukten 4 | Scenario_1 | outage_line_17
|  | 0 | 0 | Rønne Nord 10 kV | Scenario_1 | outage_line_17
|  | 0 | 0 | Poulsker 10 kV | Scenario_1 | outage_line_17
1 | 0 | -6.1478e-07 | -0.045549 | Vesthavnen 10 kV | Scenario_1 | outage_line_17
|  | 0 | 0 | Gudhjem 10 kV | Scenario_1 | outage_line_17
1.0131 | -1.1868 | 0 | 0 | Hasle A | Scenario_1 | outage_line_18
|  | 0 | 0 | Hasle B | Scenario_1 | outage_line_18
|  | 0 | 0 | Snorrebakken | Scenario_1 | outage_line_18
|  | 0 | 0 | Olsker | Scenario_1 | outage_line_18
|  | 0 | 0 | Ronne Nord | Scenario_1 | outage_line_18
1.0133 | -1.182 | 0 | 0 | BOR-HAS split 3 | Scenario_1 | outage_line_18
1.0109 | -1.2407 | 0 | 0 | Allinge | Scenario_1 | outage_line_18
|  | 0 | 0 | Svaneke | Scenario_1 | outage_line_18
|  | 0 | 0 | Nexo | Scenario_1 | outage_line_18
|  | 0 | 0 | Bodilsker | Scenario_1 | outage_line_18
|  | 0 | 0 | Poulsker | Scenario_1 | outage_line_18
|  | 0 | 0 | Aakirkeby | Scenario_1 | outage_line_18
|  | 0 | 0 | Dalslunde | Scenario_1 | outage_line_18
|  | 0 | 0 | Osterlars | Scenario_1 | outage_line_18
1.0113 | -1.2502 | 0 | 0 | Olsker | Scenario_1 | outage_line_18
|  | 0 | 0 | Gudhjem | Scenario_1 | outage_line_18
|  | 0 | 0 | Viadukten A | Scenario_1 | outage_line_18
|  | 0 | 0 | Viadukten B | Scenario_1 | outage_line_18
|  | 0 | 0 | Ronne Syd | Scenario_1 | outage_line_18
|  | 0 | 0 | Vaerket A | Scenario_1 | outage_line_18
|  | 0 | 0 | Vaerket B | Scenario_1 | outage_line_18
0.95435 | 0.00077334 | 0 | 0 | Vesthavnen | Scenario_1 | outage_line_18
|  | 0 | 0 | Auxiliary bus Viadukten 1 | Scenario_1 | outage_line_18
|  | 0 | 0 | Auxiliary bus Viadukten 2 | Scenario_1 | outage_line_18
|  | 0 | 0 | Auxiliary bus Viadukten 3 | Scenario_1 | outage_line_18
1.0156 | -0.64337 | 0 | 0 | BOR HAS split 1 | Scenario_1 | outage_line_18
1.0157 | -0.65515 | 0 | 0 | BOR HAS split 2 | Scenario_1 | outage_line_18
1.0131 | -0.48003 | 0 | 0 | Borrby | Scenario_1 | outage_line_18
0.91 | 0 | -4.0274 | 8.7508 | Tomelilla | Scenario_1 | outage_line_18
|  | 0 | 0 | Vaerket Blok 6 | Scenario_1 | outage_line_18
|  | 0 | 0 | Vaerket Blok 5 | Scenario_1 | outage_line_18
|  | 0 | 0 | Vaerket Diesler | Scenario_1 | outage_line_18
|  | 0 | 0 | Vaer N | Scenario_1 | outage_line_18
|  | 0 | 0 | Dampværk A | Scenario_1 | outage_line_18
|  | 0 | 0 | Dampværk B | Scenario_1 | outage_line_18
|  | 0 | 0 | Aux bus trafo DMP | Scenario_1 | outage_line_18
|  | 0 | 0 | Aux bus trafo DMP 2 | Scenario_1 | outage_line_18
|  | 0 | 0 | Snorrebakken 10 kV | Scenario_1 | outage_line_18
1.0131 | -1.1868 | 0 | 0 | Aux bus trafo HASLE | Scenario_1 | outage_line_18
1.0131 | -1.1868 | 0 | 0 | Aux bus trafo HASLE | Scenario_1 | outage_line_18
1.0549 | -1.9666 | 1.6042 | 0.56638 | Hasle 10 kV | Scenario_1 | outage_line_18
1.0082 | -2.5738 | 1.4092 | 0.10411 | Olsker 10 kV | Scenario_1 | outage_line_18
|  | 0 | 0 | Østerlars 10 kV | Scenario_1 | outage_line_18
|  | 0 | 0 | Åkirkeby 10 kV | Scenario_1 | outage_line_18
|  | 0 | 0 | Nexø 10 kV | Scenario_1 | outage_line_18
|  | 0 | 0 | Bodilsker 10 kV | Scenario_1 | outage_line_18
|  | 0 | 0 | Rønne Syd 10 kV | Scenario_1 | outage_line_18
1.0443 | -1.6182 | 0.90882 | 1.5741 | Allinge 10 kV | Scenario_1 | outage_line_18
|  | 0 | 0 | Svaneke 10 kV | Scenario_1 | outage_line_18
|  | 0 | 0 | Viadukten 10 kV | Scenario_1 | outage_line_18
|  | 0 | 0 | Auxiliary bus Viadukten 4 | Scenario_1 | outage_line_18
|  | 0 | 0 | Rønne Nord 10 kV | Scenario_1 | outage_line_18
|  | 0 | 0 | Poulsker 10 kV | Scenario_1 | outage_line_18
1 | 0 | -6.1478e-07 | -0.045549 | Vesthavnen 10 kV | Scenario_1 | outage_line_18
|  | 0 | 0 | Gudhjem 10 kV | Scenario_1 | outage_line_18
1.018 | -1.1026 | 0 | 0 | Hasle A | Scenario_1 | outage_line_19
|  | 0 | 0 | Hasle B | Scenario_1 | outage_line_19
|  | 0 | 0 | Snorrebakken | Scenario_1 | outage_line_19
|  | 0 | 0 | Olsker | Scenario_1 | outage_line_19
|  | 0 | 0 | Ronne Nord | Scenario_1 | outage_line_19
1.0181 | -1.0978 | 0 | 0 | BOR-HAS split 3 | Scenario_1 | outage_line_19
|  | 0 | 0 | Allinge | Scenario_1 | outage_line_19
|  | 0 | 0 | Svaneke | Scenario_1 | outage_line_19
|  | 0 | 0 | Nexo | Scenario_1 | outage_line_19
|  | 0 | 0 | Bodilsker | Scenario_1 | outage_line_19
|  | 0 | 0 | Poulsker | Scenario_1 | outage_line_19
|  | 0 | 0 | Aakirkeby | Scenario_1 | outage_line_19
|  | 0 | 0 | Dalslunde | Scenario_1 | outage_line_19
|  | 0 | 0 | Osterlars | Scenario_1 | outage_line_19
1.0172 | -1.1541 | 0 | 0 | Olsker | Scenario_1 | outage_line_19
|  | 0 | 0 | Gudhjem | Scenario_1 | outage_line_19
|  | 0 | 0 | Viadukten A | Scenario_1 | outage_line_19
|  | 0 | 0 | Viadukten B | Scenario_1 | outage_line_19
|  | 0 | 0 | Ronne Syd | Scenario_1 | outage_line_19
|  | 0 | 0 | Vaerket A | Scenario_1 | outage_line_19
|  | 0 | 0 | Vaerket B | Scenario_1 | outage_line_19
0.95435 | 0.00077334 | 0 | 0 | Vesthavnen | Scenario_1 | outage_line_19
|  | 0 | 0 | Auxiliary bus Viadukten 1 | Scenario_1 | outage_line_19
|  | 0 | 0 | Auxiliary bus Viadukten 2 | Scenario_1 | outage_line_19
|  | 0 | 0 | Auxiliary bus Viadukten 3 | Scenario_1 | outage_line_19
1.018 | -0.53879 | 0 | 0 | BOR HAS split 1 | Scenario_1 | outage_line_19
1.0181 | -0.55057 | 0 | 0 | BOR HAS split 2 | Scenario_1 | outage_line_19
1.015 | -0.38629 | 0 | 0 | Borrby | Scenario_1 | outage_line_19
0.91 | 0 | -3.1173 | 9.6933 | Tomelilla | Scenario_1 | outage_line_19
|  | 0 | 0 | Vaerket Blok 6 | Scenario_1 | outage_line_19
|  | 0 | 0 | Vaerket Blok 5 | Scenario_1 | outage_line_19
|  | 0 | 0 | Vaerket Diesler | Scenario_1 | outage_line_19
|  | 0 | 0 | Vaer N | Scenario_1 | outage_line_19
|  | 0 | 0 | Dampværk A | Scenario_1 | outage_line_19
|  | 0 | 0 | Dampværk B | Scenario_1 | outage_line_19
|  | 0 | 0 | Aux bus trafo DMP | Scenario_1 | outage_line_19
|  | 0 | 0 | Aux bus trafo DMP 2 | Scenario_1 | outage_line_19
|  | 0 | 0 | Snorrebakken 10 kV | Scenario_1 | outage_line_19
1.018 | -1.1026 | 0 | 0 | Aux bus trafo HASLE | Scenario_1 | outage_line_19
1.018 | -1.1026 | 0 | 0 | Aux bus trafo HASLE | Scenario_1 | outage_line_19
1.0601 | -1.8749 | 1.6042 | 0.56638 | Hasle 10 kV | Scenario_1 | outage_line_19
1.0141 | -2.4622 | 1.4092 | 0.10411 | Olsker 10 kV | Scenario_1 | outage_line_19
|  | 0 | 0 | Østerlars 10 kV | Scenario_1 | outage_line_19
|  | 0 | 0 | Åkirkeby 10 kV | Scenario_1 | outage_line_19
|  | 0 | 0 | Nexø 10 kV | Scenario_1 | outage_line_19
|  | 0 | 0 | Bodilsker 10 kV | Scenario_1 | outage_line_19
|  | 0 | 0 | Rønne Syd 10 kV | Scenario_1 | outage_line_19
|  | 0 | 0 | Allinge 10 kV | Scenario_1 | outage_line_19
|  | 0 | 0 | Svaneke 10 kV | Scenario_1 | outage_line_19
|  | 0 | 0 | Viadukten 10 kV | Scenario_1 | outage_line_19
|  | 0 | 0 | Auxiliary bus Viadukten 4 | Scenario_1 | outage_line_19
|  | 0 | 0 | Rønne Nord 10 kV | Scenario_1 | outage_line_19
|  | 0 | 0 | Poulsker 10 kV | Scenario_1 | outage_line_19
1 | 0 | -6.1478e-07 | -0.045549 | Vesthavnen 10 kV | Scenario_1 | outage_line_19
|  | 0 | 0 | Gudhjem 10 kV | Scenario_1 | outage_line_19
1.021 | -0.83906 | 0 | 0 | Hasle A | Scenario_1 | outage_line_20
|  | 0 | 0 | Hasle B | Scenario_1 | outage_line_20
|  | 0 | 0 | Snorrebakken | Scenario_1 | outage_line_20
|  | 0 | 0 | Olsker | Scenario_1 | outage_line_20
|  | 0 | 0 | Ronne Nord | Scenario_1 | outage_line_20
1.0211 | -0.83689 | 0 | 0 | BOR-HAS split 3 | Scenario_1 | outage_line_20
|  | 0 | 0 | Allinge | Scenario_1 | outage_line_20
|  | 0 | 0 | Svaneke | Scenario_1 | outage_line_20
|  | 0 | 0 | Nexo | Scenario_1 | outage_line_20
|  | 0 | 0 | Bodilsker | Scenario_1 | outage_line_20
|  | 0 | 0 | Poulsker | Scenario_1 | outage_line_20
|  | 0 | 0 | Aakirkeby | Scenario_1 | outage_line_20
|  | 0 | 0 | Dalslunde | Scenario_1 | outage_line_20
|  | 0 | 0 | Osterlars | Scenario_1 | outage_line_20
|  | 0 | 0 | Olsker | Scenario_1 | outage_line_20
|  | 0 | 0 | Gudhjem | Scenario_1 | outage_line_20
|  | 0 | 0 | Viadukten A | Scenario_1 | outage_line_20
|  | 0 | 0 | Viadukten B | Scenario_1 | outage_line_20
|  | 0 | 0 | Ronne Syd | Scenario_1 | outage_line_20
|  | 0 | 0 | Vaerket A | Scenario_1 | outage_line_20
|  | 0 | 0 | Vaerket B | Scenario_1 | outage_line_20
0.95435 | 0.00077334 | 0 | 0 | Vesthavnen | Scenario_1 | outage_line_20
|  | 0 | 0 | Auxiliary bus Viadukten 1 | Scenario_1 | outage_line_20
|  | 0 | 0 | Auxiliary bus Viadukten 2 | Scenario_1 | outage_line_20
|  | 0 | 0 | Auxiliary bus Viadukten 3 | Scenario_1 | outage_line_20
1.0186 | -0.35776 | 0 | 0 | BOR HAS split 1 | Scenario_1 | outage_line_20
1.0188 | -0.36828 | 0 | 0 | BOR HAS split 2 | Scenario_1 | outage_line_20
1.0153 | -0.23397 | 0 | 0 | Borrby | Scenario_1 | outage_line_20
0.91 | 0 | -1.6959 | 9.8272 | Tomelilla | Scenario_1 | outage_line_20
|  | 0 | 0 | Vaerket Blok 6 | Scenario_1 | outage_line_20
|  | 0 | 0 | Vaerket Blok 5 | Scenario_1 | outage_line_20
|  | 0 | 0 | Vaerket Diesler | Scenario_1 | outage_line_20
|  | 0 | 0 | Vaer N | Scenario_1 | outage_line_20
|  | 0 | 0 | Dampværk A | Scenario_1 | outage_line_20
|  | 0 | 0 | Dampværk B | Scenario_1 | outage_line_20
|  | 0 | 0 | Aux bus trafo DMP | Scenario_1 | outage_line_20
|  | 0 | 0 | Aux bus trafo DMP 2 | Scenario_1 | outage_line_20
|  | 0 | 0 | Snorrebakken 10 kV | Scenario_1 | outage_line_20
1.021 | -0.83906 | 0 | 0 | Aux bus trafo HASLE | Scenario_1 | outage_line_20
1.021 | -0.83906 | 0 | 0 | Aux bus trafo HASLE | Scenario_1 | outage_line_20
1.0632 | -1.6068 | 1.6042 | 0.56638 | Hasle 10 kV | Scenario_1 | outage_line_20
|  | 0 | 0 | Olsker 10 kV | Scenario_1 | outage_line_20
|  | 0 | 0 | Østerlars 10 kV | Scenario_1 | outage_line_20
|  | 0 | 0 | Åkirkeby 10 kV | Scenario_1 | outage_line_20
|  | 0 | 0 | Nexø 10 kV | Scenario_1 | outage_line_20
|  | 0 | 0 | Bodilsker 10 kV | Scenario_1 | outage_line_20
|  | 0 | 0 | Rønne Syd 10 kV | Scenario_1 | outage_line_20
|  | 0 | 0 | Allinge 10 kV | Scenario_1 | outage_line_20
|  | 0 | 0 | Svaneke 10 kV | Scenario_1 | outage_line_20
|  | 0 | 0 | Viadukten 10 kV | Scenario_1 | outage_line_20
|  | 0 | 0 | Auxiliary bus Viadukten 4 | Scenario_1 | outage_line_20
|  | 0 | 0 | Rønne Nord 10 kV | Scenario_1 | outage_line_20
|  | 0 | 0 | Poulsker 10 kV | Scenario_1 | outage_line_20
1 | 0 | -6.1478e-07 | -0.045549 | Vesthavnen 10 kV | Scenario_1 | outage_line_20
|  | 0 | 0 | Gudhjem 10 kV | Scenario_1 | outage_line_20
|  | 0 | 0 | Hasle A | Scenario_1 | outage_line_21
|  | 0 | 0 | Hasle B | Scenario_1 | outage_line_21
|  | 0 | 0 | Snorrebakken | Scenario_1 | outage_line_21
|  | 0 | 0 | Olsker | Scenario_1 | outage_line_21
|  | 0 | 0 | Ronne Nord | Scenario_1 | outage_line_21
1.025 | -0.56174 | 0 | 0 | BOR-HAS split 3 | Scenario_1 | outage_line_21
|  | 0 | 0 | Allinge | Scenario_1 | outage_line_21
|  | 0 | 0 | Svaneke | Scenario_1 | outage_line_21
|  | 0 | 0 | Nexo | Scenario_1 | outage_line_21
|  | 0 | 0 | Bodilsker | Scenario_1 | outage_line_21
|  | 0 | 0 | Poulsker | Scenario_1 | outage_line_21
|  | 0 | 0 | Aakirkeby | Scenario_1 | outage_line_21
|  | 0 | 0 | Dalslunde | Scenario_1 | outage_line_21
|  | 0 | 0 | Osterlars | Scenario_1 | outage_line_21
|  | 0 | 0 | Olsker | Scenario_1 | outage_line_21
|  | 0 | 0 | Gudhjem | Scenario_1 | outage_line_21
|  | 0 | 0 | Viadukten A | Scenario_1 | outage_line_21
|  | 0 | 0 | Viadukten B | Scenario_1 | outage_line_21
|  | 0 | 0 | Ronne Syd | Scenario_1 | outage_line_21
|  | 0 | 0 | Vaerket A | Scenario_1 | outage_line_21
|  | 0 | 0 | Vaerket B | Scenario_1 | outage_line_21
0.95435 | 0.00077334 | 0 | 0 | Vesthavnen | Scenario_1 | outage_line_21
|  | 0 | 0 | Auxiliary bus Viadukten 1 | Scenario_1 | outage_line_21
|  | 0 | 0 | Auxiliary bus Viadukten 2 | Scenario_1 | outage_line_21
|  | 0 | 0 | Auxiliary bus Viadukten 3 | Scenario_1 | outage_line_21
1.0198 | -0.15625 | 0 | 0 | BOR HAS split 1 | Scenario_1 | outage_line_21
1.02 | -0.16554 | 0 | 0 | BOR HAS split 2 | Scenario_1 | outage_line_21
1.0161 | -0.063106 | 0 | 0 | Borrby | Scenario_1 | outage_line_21
0.91 | 0 | -0.091414 | 10.1561 | Tomelilla | Scenario_1 | outage_line_21
|  | 0 | 0 | Vaerket Blok 6 | Scenario_1 | outage_line_21
|  | 0 | 0 | Vaerket Blok 5 | Scenario_1 | outage_line_21
|  | 0 | 0 | Vaerket Diesler | Scenario_1 | outage_line_21
|  | 0 | 0 | Vaer N | Scenario_1 | outage_line_21
|  | 0 | 0 | Dampværk A | Scenario_1 | outage_line_21
|  | 0 | 0 | Dampværk B | Scenario_1 | outage_line_21
|  | 0 | 0 | Aux bus trafo DMP | Scenario_1 | outage_line_21
|  | 0 | 0 | Aux bus trafo DMP 2 | Scenario_1 | outage_line_21
|  | 0 | 0 | Snorrebakken 10 kV | Scenario_1 | outage_line_21
|  | 0 | 0 | Aux bus trafo HASLE | Scenario_1 | outage_line_21
|  | 0 | 0 | Aux bus trafo HASLE | Scenario_1 | outage_line_21
|  | 0 | 0 | Hasle 10 kV | Scenario_1 | outage_line_21
|  | 0 | 0 | Olsker 10 kV | Scenario_1 | outage_line_21
|  | 0 | 0 | Østerlars 10 kV | Scenario_1 | outage_line_21
|  | 0 | 0 | Åkirkeby 10 kV | Scenario_1 | outage_line_21
|  | 0 | 0 | Nexø 10 kV | Scenario_1 | outage_line_21
|  | 0 | 0 | Bodilsker 10 kV | Scenario_1 | outage_line_21
|  | 0 | 0 | Rønne Syd 10 kV | Scenario_1 | outage_line_21
|  | 0 | 0 | Allinge 10 kV | Scenario_1 | outage_line_21
|  | 0 | 0 | Svaneke 10 kV | Scenario_1 | outage_line_21
|  | 0 | 0 | Viadukten 10 kV | Scenario_1 | outage_line_21
|  | 0 | 0 | Auxiliary bus Viadukten 4 | Scenario_1 | outage_line_21
|  | 0 | 0 | Rønne Nord 10 kV | Scenario_1 | outage_line_21
|  | 0 | 0 | Poulsker 10 kV | Scenario_1 | outage_line_21
1 | 0 | -6.1477e-07 | -0.045549 | Vesthavnen 10 kV | Scenario_1 | outage_line_21
|  | 0 | 0 | Gudhjem 10 kV | Scenario_1 | outage_line_21
|  | 0 | 0 | Hasle A | Scenario_1 | outage_line_22
|  | 0 | 0 | Hasle B | Scenario_1 | outage_line_22
|  | 0 | 0 | Snorrebakken | Scenario_1 | outage_line_22
|  | 0 | 0 | Olsker | Scenario_1 | outage_line_22
|  | 0 | 0 | Ronne Nord | Scenario_1 | outage_line_22
|  | 0 | 0 | BOR-HAS split 3 | Scenario_1 | outage_line_22
|  | 0 | 0 | Allinge | Scenario_1 | outage_line_22
|  | 0 | 0 | Svaneke | Scenario_1 | outage_line_22
|  | 0 | 0 | Nexo | Scenario_1 | outage_line_22
|  | 0 | 0 | Bodilsker | Scenario_1 | outage_line_22
|  | 0 | 0 | Poulsker | Scenario_1 | outage_line_22
|  | 0 | 0 | Aakirkeby | Scenario_1 | outage_line_22
|  | 0 | 0 | Dalslunde | Scenario_1 | outage_line_22
|  | 0 | 0 | Osterlars | Scenario_1 | outage_line_22
|  | 0 | 0 | Olsker | Scenario_1 | outage_line_22
|  | 0 | 0 | Gudhjem | Scenario_1 | outage_line_22
|  | 0 | 0 | Viadukten A | Scenario_1 | outage_line_22
|  | 0 | 0 | Viadukten B | Scenario_1 | outage_line_22
|  | 0 | 0 | Ronne Syd | Scenario_1 | outage_line_22
|  | 0 | 0 | Vaerket A | Scenario_1 | outage_line_22
|  | 0 | 0 | Vaerket B | Scenario_1 | outage_line_22
0.95435 | 0.00077334 | 0 | 0 | Vesthavnen | Scenario_1 | outage_line_22
|  | 0 | 0 | Auxiliary bus Viadukten 1 | Scenario_1 | outage_line_22
|  | 0 | 0 | Auxiliary bus Viadukten 2 | Scenario_1 | outage_line_22
|  | 0 | 0 | Auxiliary bus Viadukten 3 | Scenario_1 | outage_line_22
0.99854 | -0.011111 | 0 | 0 | BOR HAS split 1 | Scenario_1 | outage_line_22
|  | 0 | 0 | BOR HAS split 2 | Scenario_1 | outage_line_22
0.99836 | -0.0065948 | 0 | 0 | Borrby | Scenario_1 | outage_line_22
0.91 | 0 | -0.031052 | 0.84544 | Tomelilla | Scenario_1 | outage_line_22
|  | 0 | 0 | Vaerket Blok 6 | Scenario_1 | outage_line_22
|  | 0 | 0 | Vaerket Blok 5 | Scenario_1 | outage_line_22
|  | 0 | 0 | Vaerket Diesler | Scenario_1 | outage_line_22
|  | 0 | 0 | Vaer N | Scenario_1 | outage_line_22
|  | 0 | 0 | Dampværk A | Scenario_1 | outage_line_22
|  | 0 | 0 | Dampværk B | Scenario_1 | outage_line_22
|  | 0 | 0 | Aux bus trafo DMP | Scenario_1 | outage_line_22
|  | 0 | 0 | Aux bus trafo DMP 2 | Scenario_1 | outage_line_22
|  | 0 | 0 | Snorrebakken 10 kV | Scenario_1 | outage_line_22
|  | 0 | 0 | Aux bus trafo HASLE | Scenario_1 | outage_line_22
|  | 0 | 0 | Aux bus trafo HASLE | Scenario_1 | outage_line_22
|  | 0 | 0 | Hasle 10 kV | Scenario_1 | outage_line_22
|  | 0 | 0 | Olsker 10 kV | Scenario_1 | outage_line_22
|  | 0 | 0 | Østerlars 10 kV | Scenario_1 | outage_line_22
|  | 0 | 0 | Åkirkeby 10 kV | Scenario_1 | outage_line_22
|  | 0 | 0 | Nexø 10 kV | Scenario_1 | outage_line_22
|  | 0 | 0 | Bodilsker 10 kV | Scenario_1 | outage_line_22
|  | 0 | 0 | Rønne Syd 10 kV | Scenario_1 | outage_line_22
|  | 0 | 0 | Allinge 10 kV | Scenario_1 | outage_line_22
|  | 0 | 0 | Svaneke 10 kV | Scenario_1 | outage_line_22
|  | 0 | 0 | Viadukten 10 kV | Scenario_1 | outage_line_22
|  | 0 | 0 | Auxiliary bus Viadukten 4 | Scenario_1 | outage_line_22
|  | 0 | 0 | Rønne Nord 10 kV | Scenario_1 | outage_line_22
|  | 0 | 0 | Poulsker 10 kV | Scenario_1 | outage_line_22
1 | 0 | -6.1477e-07 | -0.045549 | Vesthavnen 10 kV | Scenario_1 | outage_line_22
|  | 0 | 0 | Gudhjem 10 kV | Scenario_1 | outage_line_22
0.97073 | -1.8684 | 0 | 0 | Hasle A | Scenario_2 | outage_line_0
|  | 0 | 0 | Hasle B | Scenario_2 | outage_line_0
0.9664 | -1.8297 | 0 | 0 | Snorrebakken | Scenario_2 | outage_line_0
|  | 0 | 0 | Olsker | Scenario_2 | outage_line_0
0.96733 | -1.8273 | 0 | 0 | Ronne Nord | Scenario_2 | outage_line_0
0.97147 | -1.8639 | 0 | 0 | BOR-HAS split 3 | Scenario_2 | outage_line_0
0.967 | -1.9912 | 0 | 0 | Allinge | Scenario_2 | outage_line_0
0.96494 | -2.0909 | 0 | 0 | Svaneke | Scenario_2 | outage_line_0
0.96501 | -2.0731 | 0 | 0 | Nexo | Scenario_2 | outage_line_0
0.96564 | -2.0288 | 0 | 0 | Bodilsker | Scenario_2 | outage_line_0
0.96518 | -2.0435 | 0 | 0 | Poulsker | Scenario_2 | outage_line_0
0.96549 | -1.9205 | 0 | 0 | Aakirkeby | Scenario_2 | outage_line_0
0.96549 | -2.0827 | 0 | 0 | Dalslunde | Scenario_2 | outage_line_0
0.96551 | -2.1334 | 0 | 0 | Osterlars | Scenario_2 | outage_line_0
0.96751 | -2.0043 | 0 | 0 | Olsker | Scenario_2 | outage_line_0
0.96533 | -2.152 | 0 | 0 | Gudhjem | Scenario_2 | outage_line_0
0.96681 | -1.8197 | 0 | 0 | Viadukten A | Scenario_2 | outage_line_0
|  | 0 | 0 | Viadukten B | Scenario_2 | outage_line_0
0.96652 | -1.8129 | 0 | 0 | Ronne Syd | Scenario_2 | outage_line_0
0.96673 | -1.8199 | 0 | 0 | Vaerket A | Scenario_2 | outage_line_0
|  | 0 | 0 | Vaerket B | Scenario_2 | outage_line_0
0.967 | -1.8238 | 0 | 0 | Vesthavnen | Scenario_2 | outage_line_0
0.96681 | -1.8197 | 0 | 0 | Auxiliary bus Viadukten 1 | Scenario_2 | outage_line_0
0.96681 | -1.8197 | 0 | 0 | Auxiliary bus Viadukten 2 | Scenario_2 | outage_line_0
0.96681 | -1.8197 | 0 | 0 | Auxiliary bus Viadukten 3 | Scenario_2 | outage_line_0
0.99479 | -1.5277 | 0 | 0 | BOR HAS split 1 | Scenario_2 | outage_line_0
0.99458 | -1.5391 | 0 | 0 | BOR HAS split 2 | Scenario_2 | outage_line_0
0.99662 | -1.2729 | 0 | 0 | Borrby | Scenario_2 | outage_line_0
0.91 | 0 | -11.6081 | 0.38049 | Tomelilla | Scenario_2 | outage_line_0
|  | 0 | 0 | Vaerket Blok 6 | Scenario_2 | outage_line_0
|  | 0 | 0 | Vaerket Blok 5 | Scenario_2 | outage_line_0
|  | 0 | 0 | Vaerket Diesler | Scenario_2 | outage_line_0
|  | 0 | 0 | Vaer N | Scenario_2 | outage_line_0
0.99999 | -1.8166 | 0 | 3.9999 | Dampværk A | Scenario_2 | outage_line_0
0.99999 | -1.8166 | 0 | 0 | Dampværk B | Scenario_2 | outage_line_0
0.99999 | -1.8166 | 0 | 0 | Aux bus trafo DMP | Scenario_2 | outage_line_0
0.99999 | -1.8166 | 0.12253 | 0 | Aux bus trafo DMP 2 | Scenario_2 | outage_line_0
1.0053 | -2.7089 | 1.7245 | 0.60885 | Snorrebakken 10 kV | Scenario_2 | outage_line_0
0.97073 | -1.8684 | 0 | 0 | Aux bus trafo HASLE | Scenario_2 | outage_line_0
0.97073 | -1.8684 | 0 | 0 | Aux bus trafo HASLE | Scenario_2 | outage_line_0
1.0097 | -2.7827 | 1.7245 | 0.60885 | Hasle 10 kV | Scenario_2 | outage_line_0
0.96416 | -3.4783 | 1.4358 | 0.10607 | Olsker 10 kV | Scenario_2 | outage_line_0
1.0064 | -2.6564 | 1.5669 | 0.75479 | Østerlars 10 kV | Scenario_2 | outage_line_0
1.008 | -2.0267 | 0.44965 | 0.77882 | Åkirkeby 10 kV | Scenario_2 | outage_line_0
1.0091 | -3.1633 | 2.1867 | 0.096521 | Nexø 10 kV | Scenario_2 | outage_line_0
1 | 0 | -4.3235 | 1.5935 | Bodilsker 10 kV | Scenario_2 | outage_line_0
0.96371 | -2.0345 | 0.79896 | 5.0988 | Rønne Syd 10 kV | Scenario_2 | outage_line_0
0.99543 | -2.466 | 1.042 | 1.8048 | Allinge 10 kV | Scenario_2 | outage_line_0
0.99743 | -2.7333 | 1.3338 | 1.3605 | Svaneke 10 kV | Scenario_2 | outage_line_0
1.0044 | -2.0473 | 0.53185 | 0.92119 | Viadukten 10 kV | Scenario_2 | outage_line_0
0.96681 | -1.8197 | 0 | 0 | Auxiliary bus Viadukten 4 | Scenario_2 | outage_line_0
1.0043 | -2.0691 | 0.56779 | 0.98343 | Rønne Nord 10 kV | Scenario_2 | outage_line_0
1.0055 | -2.648 | 1.2431 | 0.5185 | Poulsker 10 kV | Scenario_2 | outage_line_0
1.0115 | -1.8606 | 0.085645 | 0.14834 | Vesthavnen 10 kV | Scenario_2 | outage_line_0
0.96206 | -2.8391 | 0.68932 | 0.15004 | Gudhjem 10 kV | Scenario_2 | outage_line_0
0.97156 | -1.5828 | 0 | 0 | Hasle A | Scenario_2 | outage_line_1
|  | 0 | 0 | Hasle B | Scenario_2 | outage_line_1
|  | 0 | 0 | Snorrebakken | Scenario_2 | outage_line_1
|  | 0 | 0 | Olsker | Scenario_2 | outage_line_1
0.9684 | -1.5149 | 0 | 0 | Ronne Nord | Scenario_2 | outage_line_1
0.97227 | -1.5817 | 0 | 0 | BOR-HAS split 3 | Scenario_2 | outage_line_1
0.96775 | -1.7112 | 0 | 0 | Allinge | Scenario_2 | outage_line_1
0.9654 | -1.8315 | 0 | 0 | Svaneke | Scenario_2 | outage_line_1
0.96546 | -1.8148 | 0 | 0 | Nexo | Scenario_2 | outage_line_1
0.96608 | -1.771 | 0 | 0 | Bodilsker | Scenario_2 | outage_line_1
0.96561 | -1.7857 | 0 | 0 | Poulsker | Scenario_2 | outage_line_1
0.96625 | -1.6336 | 0 | 0 | Aakirkeby | Scenario_2 | outage_line_1
0.96597 | -1.8225 | 0 | 0 | Dalslunde | Scenario_2 | outage_line_1
0.96611 | -1.8646 | 0 | 0 | Osterlars | Scenario_2 | outage_line_1
0.96827 | -1.7243 | 0 | 0 | Olsker | Scenario_2 | outage_line_1
0.96593 | -1.8832 | 0 | 0 | Gudhjem | Scenario_2 | outage_line_1
0.96792 | -1.5037 | 0 | 0 | Viadukten A | Scenario_2 | outage_line_1
|  | 0 | 0 | Viadukten B | Scenario_2 | outage_line_1
0.96761 | -1.4969 | 0 | 0 | Ronne Syd | Scenario_2 | outage_line_1
0.96785 | -1.5012 | 0 | 0 | Vaerket A | Scenario_2 | outage_line_1
|  | 0 | 0 | Vaerket B | Scenario_2 | outage_line_1
0.9681 | -1.5079 | 0 | 0 | Vesthavnen | Scenario_2 | outage_line_1
0.96792 | -1.5037 | 0 | 0 | Auxiliary bus Viadukten 1 | Scenario_2 | outage_line_1
0.96792 | -1.5037 | 0 | 0 | Auxiliary bus Viadukten 2 | Scenario_2 | outage_line_1
0.96792 | -1.5037 | 0 | 0 | Auxiliary bus Viadukten 3 | Scenario_2 | outage_line_1
0.99421 | -1.364 | 0 | 0 | BOR HAS split 1 | Scenario_2 | outage_line_1
0.99401 | -1.3738 | 0 | 0 | BOR HAS split 2 | Scenario_2 | outage_line_1
0.996 | -1.1392 | 0 | 0 | Borrby | Scenario_2 | outage_line_1
0.91 | 0 | -10.4002 | 0.018754 | Tomelilla | Scenario_2 | outage_line_1
|  | 0 | 0 | Vaerket Blok 6 | Scenario_2 | outage_line_1
|  | 0 | 0 | Vaerket Blok 5 | Scenario_2 | outage_line_1
|  | 0 | 0 | Vaerket Diesler | Scenario_2 | outage_line_1
|  | 0 | 0 | Vaer N | Scenario_2 | outage_line_1
1.0012 | -1.4979 | 0 | 4.0092 | Dampværk A | Scenario_2 | outage_line_1
1.0012 | -1.4979 | 0 | 0 | Dampværk B | Scenario_2 | outage_line_1
1.0012 | -1.4979 | 0 | 0 | Aux bus trafo DMP | Scenario_2 | outage_line_1
1.0012 | -1.4979 | 0.12253 | 0 | Aux bus trafo DMP 2 | Scenario_2 | outage_line_1
|  | 0 | 0 | Snorrebakken 10 kV | Scenario_2 | outage_line_1
0.97156 | -1.5828 | 0 | 0 | Aux bus trafo HASLE | Scenario_2 | outage_line_1
0.97156 | -1.5828 | 0 | 0 | Aux bus trafo HASLE | Scenario_2 | outage_line_1
1.0106 | -2.4954 | 1.7245 | 0.60885 | Hasle 10 kV | Scenario_2 | outage_line_1
0.96491 | -3.196 | 1.4358 | 0.10607 | Olsker 10 kV | Scenario_2 | outage_line_1
1.007 | -2.3868 | 1.5669 | 0.75479 | Østerlars 10 kV | Scenario_2 | outage_line_1
1.0088 | -1.7397 | 0.44965 | 0.77882 | Åkirkeby 10 kV | Scenario_2 | outage_line_1
1.0096 | -2.904 | 2.1867 | 0.096521 | Nexø 10 kV | Scenario_2 | outage_line_1
1 | 0 | -3.761 | 1.634 | Bodilsker 10 kV | Scenario_2 | outage_line_1
0.96482 | -1.7176 | 0.79896 | 5.1074 | Rønne Syd 10 kV | Scenario_2 | outage_line_1
0.99623 | -2.1853 | 1.042 | 1.8048 | Allinge 10 kV | Scenario_2 | outage_line_1
0.99792 | -2.4733 | 1.3338 | 1.3605 | Svaneke 10 kV | Scenario_2 | outage_line_1
1.0056 | -1.7307 | 0.53185 | 0.92119 | Viadukten 10 kV | Scenario_2 | outage_line_1
0.96792 | -1.5037 | 0 | 0 | Auxiliary bus Viadukten 4 | Scenario_2 | outage_line_1
1.0054 | -1.7561 | 0.56779 | 0.98343 | Rønne Nord 10 kV | Scenario_2 | outage_line_1
1.0059 | -2.3897 | 1.2431 | 0.5185 | Poulsker 10 kV | Scenario_2 | outage_line_1
1.0126 | -1.5446 | 0.085645 | 0.14834 | Vesthavnen 10 kV | Scenario_2 | outage_line_1
0.96266 | -2.5694 | 0.68932 | 0.15004 | Gudhjem 10 kV | Scenario_2 | outage_line_1
0.97059 | -1.5644 | 0 | 0 | Hasle A | Scenario_2 | outage_line_2
|  | 0 | 0 | Hasle B | Scenario_2 | outage_line_2
|  | 0 | 0 | Snorrebakken | Scenario_2 | outage_line_2
|  | 0 | 0 | Olsker | Scenario_2 | outage_line_2
0.96736 | -1.493 | 0 | 0 | Ronne Nord | Scenario_2 | outage_line_2
0.97131 | -1.5637 | 0 | 0 | BOR-HAS split 3 | Scenario_2 | outage_line_2
0.96675 | -1.6934 | 0 | 0 | Allinge | Scenario_2 | outage_line_2
0.96434 | -1.8156 | 0 | 0 | Svaneke | Scenario_2 | outage_line_2
0.96439 | -1.7989 | 0 | 0 | Nexo | Scenario_2 | outage_line_2
0.96501 | -1.7551 | 0 | 0 | Bodilsker | Scenario_2 | outage_line_2
0.96455 | -1.7698 | 0 | 0 | Poulsker | Scenario_2 | outage_line_2
0.96503 | -1.6097 | 0 | 0 | Aakirkeby | Scenario_2 | outage_line_2
0.96491 | -1.8065 | 0 | 0 | Dalslunde | Scenario_2 | outage_line_2
0.96507 | -1.8479 | 0 | 0 | Osterlars | Scenario_2 | outage_line_2
0.96727 | -1.7066 | 0 | 0 | Olsker | Scenario_2 | outage_line_2
0.96489 | -1.8666 | 0 | 0 | Gudhjem | Scenario_2 | outage_line_2
0.96659 | -1.4723 | 0 | 0 | Viadukten A | Scenario_2 | outage_line_2
|  | 0 | 0 | Viadukten B | Scenario_2 | outage_line_2
0.96623 | -1.4648 | 0 | 0 | Ronne Syd | Scenario_2 | outage_line_2
0.96636 | -1.4646 | 0 | 0 | Vaerket A | Scenario_2 | outage_line_2
|  | 0 | 0 | Vaerket B | Scenario_2 | outage_line_2
0.96735 | -1.4936 | 0 | 0 | Vesthavnen | Scenario_2 | outage_line_2
0.96659 | -1.4723 | 0 | 0 | Auxiliary bus Viadukten 1 | Scenario_2 | outage_line_2
0.96659 | -1.4723 | 0 | 0 | Auxiliary bus Viadukten 2 | Scenario_2 | outage_line_2
0.96659 | -1.4723 | 0 | 0 | Auxiliary bus Viadukten 3 | Scenario_2 | outage_line_2
0.9936 | -1.3663 | 0 | 0 | BOR HAS split 1 | Scenario_2 | outage_line_2
0.9934 | -1.3759 | 0 | 0 | BOR HAS split 2 | Scenario_2 | outage_line_2
0.9955 | -1.1428 | 0 | 0 | Borrby | Scenario_2 | outage_line_2
0.91 | 0 | -10.4409 | -0.24177 | Tomelilla | Scenario_2 | outage_line_2
|  | 0 | 0 | Vaerket Blok 6 | Scenario_2 | outage_line_2
|  | 0 | 0 | Vaerket Blok 5 | Scenario_2 | outage_line_2
|  | 0 | 0 | Vaerket Diesler | Scenario_2 | outage_line_2
|  | 0 | 0 | Vaer N | Scenario_2 | outage_line_2
0.99961 | -1.4614 | 0 | 3.9969 | Dampværk A | Scenario_2 | outage_line_2
0.99961 | -1.4614 | 0 | 0 | Dampværk B | Scenario_2 | outage_line_2
0.99961 | -1.4614 | 0 | 0 | Aux bus trafo DMP | Scenario_2 | outage_line_2
0.99961 | -1.4614 | 0.12253 | 0 | Aux bus trafo DMP 2 | Scenario_2 | outage_line_2
|  | 0 | 0 | Snorrebakken 10 kV | Scenario_2 | outage_line_2
0.97059 | -1.5644 | 0 | 0 | Aux bus trafo HASLE | Scenario_2 | outage_line_2
0.97059 | -1.5644 | 0 | 0 | Aux bus trafo HASLE | Scenario_2 | outage_line_2
1.0096 | -2.4789 | 1.7245 | 0.60885 | Hasle 10 kV | Scenario_2 | outage_line_2
0.96391 | -3.1813 | 1.4358 | 0.10607 | Olsker 10 kV | Scenario_2 | outage_line_2
1.0059 | -2.3713 | 1.5669 | 0.75479 | Østerlars 10 kV | Scenario_2 | outage_line_2
1.0075 | -1.716 | 0.44965 | 0.77882 | Åkirkeby 10 kV | Scenario_2 | outage_line_2
1.0085 | -2.8906 | 2.1867 | 0.096521 | Nexø 10 kV | Scenario_2 | outage_line_2
1 | 0 | -3.7307 | 1.4955 | Bodilsker 10 kV | Scenario_2 | outage_line_2
0.96341 | -1.6866 | 0.79896 | 5.0965 | Rønne Syd 10 kV | Scenario_2 | outage_line_2
0.99516 | -2.1686 | 1.042 | 1.8048 | Allinge 10 kV | Scenario_2 | outage_line_2
0.99679 | -2.4588 | 1.3338 | 1.3605 | Svaneke 10 kV | Scenario_2 | outage_line_2
1.0042 | -1.7001 | 0.53185 | 0.92119 | Viadukten 10 kV | Scenario_2 | outage_line_2
0.96659 | -1.4723 | 0 | 0 | Auxiliary bus Viadukten 4 | Scenario_2 | outage_line_2
1.0043 | -1.7348 | 0.56779 | 0.98343 | Rønne Nord 10 kV | Scenario_2 | outage_line_2
1.0048 | -2.3752 | 1.2431 | 0.5185 | Poulsker 10 kV | Scenario_2 | outage_line_2
1.0119 | -1.5303 | 0.085645 | 0.14834 | Vesthavnen 10 kV | Scenario_2 | outage_line_2
0.96162 | -2.5543 | 0.68932 | 0.15004 | Gudhjem 10 kV | Scenario_2 | outage_line_2
0.96979 | -1.5505 | 0 | 0 | Hasle A | Scenario_2 | outage_line_3
|  | 0 | 0 | Hasle B | Scenario_2 | outage_line_3
|  | 0 | 0 | Snorrebakken | Scenario_2 | outage_line_3
|  | 0 | 0 | Olsker | Scenario_2 | outage_line_3
0.9665 | -1.4766 | 0 | 0 | Ronne Nord | Scenario_2 | outage_line_3
0.97051 | -1.5501 | 0 | 0 | BOR-HAS split 3 | Scenario_2 | outage_line_3
0.96593 | -1.6796 | 0 | 0 | Allinge | Scenario_2 | outage_line_3
0.96346 | -1.8019 | 0 | 0 | Svaneke | Scenario_2 | outage_line_3
0.96351 | -1.7853 | 0 | 0 | Nexo | Scenario_2 | outage_line_3
0.96413 | -1.7414 | 0 | 0 | Bodilsker | Scenario_2 | outage_line_3
0.96366 | -1.7562 | 0 | 0 | Poulsker | Scenario_2 | outage_line_3
0.96401 | -1.5886 | 0 | 0 | Aakirkeby | Scenario_2 | outage_line_3
0.96403 | -1.7929 | 0 | 0 | Dalslunde | Scenario_2 | outage_line_3
0.96422 | -1.8343 | 0 | 0 | Osterlars | Scenario_2 | outage_line_3
0.96644 | -1.6928 | 0 | 0 | Olsker | Scenario_2 | outage_line_3
0.96404 | -1.853 | 0 | 0 | Gudhjem | Scenario_2 | outage_line_3
0.96573 | -1.4552 | 0 | 0 | Viadukten A | Scenario_2 | outage_line_3
|  | 0 | 0 | Viadukten B | Scenario_2 | outage_line_3
0.96509 | -1.4362 | 0 | 0 | Ronne Syd | Scenario_2 | outage_line_3
0.96473 | -1.403 | 0 | 0 | Vaerket A | Scenario_2 | outage_line_3
|  | 0 | 0 | Vaerket B | Scenario_2 | outage_line_3
0.9665 | -1.4771 | 0 | 0 | Vesthavnen | Scenario_2 | outage_line_3
0.96573 | -1.4552 | 0 | 0 | Auxiliary bus Viadukten 1 | Scenario_2 | outage_line_3
0.96573 | -1.4552 | 0 | 0 | Auxiliary bus Viadukten 2 | Scenario_2 | outage_line_3
0.96573 | -1.4552 | 0 | 0 | Auxiliary bus Viadukten 3 | Scenario_2 | outage_line_3
0.99311 | -1.3687 | 0 | 0 | BOR HAS split 1 | Scenario_2 | outage_line_3
0.9929 | -1.3781 | 0 | 0 | BOR HAS split 2 | Scenario_2 | outage_line_3
0.99509 | -1.1462 | 0 | 0 | Borrby | Scenario_2 | outage_line_3
0.91 | 0 | -10.4787 | -0.4526 | Tomelilla | Scenario_2 | outage_line_3
|  | 0 | 0 | Vaerket Blok 6 | Scenario_2 | outage_line_3
|  | 0 | 0 | Vaerket Blok 5 | Scenario_2 | outage_line_3
|  | 0 | 0 | Vaerket Diesler | Scenario_2 | outage_line_3
|  | 0 | 0 | Vaer N | Scenario_2 | outage_line_3
0.99792 | -1.3999 | 0 | 3.9834 | Dampværk A | Scenario_2 | outage_line_3
0.99792 | -1.3999 | 0 | 0 | Dampværk B | Scenario_2 | outage_line_3
0.99792 | -1.3999 | 0 | 0 | Aux bus trafo DMP | Scenario_2 | outage_line_3
0.99792 | -1.3999 | 0.12253 | 0 | Aux bus trafo DMP 2 | Scenario_2 | outage_line_3
|  | 0 | 0 | Snorrebakken 10 kV | Scenario_2 | outage_line_3
0.96979 | -1.5505 | 0 | 0 | Aux bus trafo HASLE | Scenario_2 | outage_line_3
0.96979 | -1.5505 | 0 | 0 | Aux bus trafo HASLE | Scenario_2 | outage_line_3
1.0087 | -2.4665 | 1.7245 | 0.60885 | Hasle 10 kV | Scenario_2 | outage_line_3
0.96308 | -3.1701 | 1.4358 | 0.10607 | Olsker 10 kV | Scenario_2 | outage_line_3
1.005 | -2.3587 | 1.5669 | 0.75479 | Østerlars 10 kV | Scenario_2 | outage_line_3
1.0064 | -1.6951 | 0.44965 | 0.77882 | Åkirkeby 10 kV | Scenario_2 | outage_line_3
1.0076 | -2.8789 | 2.1867 | 0.096521 | Nexø 10 kV | Scenario_2 | outage_line_3
1 | 0 | -3.7043 | 1.3808 | Bodilsker 10 kV | Scenario_2 | outage_line_3
0.96224 | -1.6589 | 0.79896 | 5.0875 | Rønne Syd 10 kV | Scenario_2 | outage_line_3
0.99429 | -2.1556 | 1.042 | 1.8048 | Allinge 10 kV | Scenario_2 | outage_line_3
0.99586 | -2.4463 | 1.3338 | 1.3605 | Svaneke 10 kV | Scenario_2 | outage_line_3
1.0032 | -1.6833 | 0.53185 | 0.92119 | Viadukten 10 kV | Scenario_2 | outage_line_3
0.96573 | -1.4552 | 0 | 0 | Auxiliary bus Viadukten 4 | Scenario_2 | outage_line_3
1.0034 | -1.7187 | 0.56779 | 0.98343 | Rønne Nord 10 kV | Scenario_2 | outage_line_3
1.0039 | -2.3626 | 1.2431 | 0.5185 | Poulsker 10 kV | Scenario_2 | outage_line_3
1.011 | -1.5139 | 0.085645 | 0.14834 | Vesthavnen 10 kV | Scenario_2 | outage_line_3
0.96076 | -2.5419 | 0.68932 | 0.15004 | Gudhjem 10 kV | Scenario_2 | outage_line_3
0.97884 | -1.7133 | 0 | 0 | Hasle A | Scenario_2 | outage_line_4
|  | 0 | 0 | Hasle B | Scenario_2 | outage_line_4
|  | 0 | 0 | Snorrebakken | Scenario_2 | outage_line_4
|  | 0 | 0 | Olsker | Scenario_2 | outage_line_4
0.97627 | -1.6742 | 0 | 0 | Ronne Nord | Scenario_2 | outage_line_4
0.97947 | -1.709 | 0 | 0 | BOR-HAS split 3 | Scenario_2 | outage_line_4
0.9749 | -1.8311 | 0 | 0 | Allinge | Scenario_2 | outage_line_4
0.97197 | -1.9163 | 0 | 0 | Svaneke | Scenario_2 | outage_line_4
0.97199 | -1.8974 | 0 | 0 | Nexo | Scenario_2 | outage_line_4
0.97258 | -1.8526 | 0 | 0 | Bodilsker | Scenario_2 | outage_line_4
0.97213 | -1.8672 | 0 | 0 | Poulsker | Scenario_2 | outage_line_4
0.9733 | -1.7509 | 0 | 0 | Aakirkeby | Scenario_2 | outage_line_4
0.97256 | -1.9087 | 0 | 0 | Dalslunde | Scenario_2 | outage_line_4
0.97296 | -1.9644 | 0 | 0 | Osterlars | Scenario_2 | outage_line_4
0.97541 | -1.8439 | 0 | 0 | Olsker | Scenario_2 | outage_line_4
0.97278 | -1.983 | 0 | 0 | Gudhjem | Scenario_2 | outage_line_4
0.97567 | -1.6614 | 0 | 0 | Viadukten A | Scenario_2 | outage_line_4
|  | 0 | 0 | Viadukten B | Scenario_2 | outage_line_4
0.97519 | -1.6501 | 0 | 0 | Ronne Syd | Scenario_2 | outage_line_4
|  | 0 | 0 | Vaerket A | Scenario_2 | outage_line_4
|  | 0 | 0 | Vaerket B | Scenario_2 | outage_line_4
0.97627 | -1.6747 | 0 | 0 | Vesthavnen | Scenario_2 | outage_line_4
0.97567 | -1.6614 | 0 | 0 | Auxiliary bus Viadukten 1 | Scenario_2 | outage_line_4
0.97567 | -1.6614 | 0 | 0 | Auxiliary bus Viadukten 2 | Scenario_2 | outage_line_4
0.97567 | -1.6614 | 0 | 0 | Auxiliary bus Viadukten 3 | Scenario_2 | outage_line_4
0.99869 | -1.3447 | 0 | 0 | BOR HAS split 1 | Scenario_2 | outage_line_4
0.99853 | -1.356 | 0 | 0 | BOR HAS split 2 | Scenario_2 | outage_line_4
0.99969 | -1.1103 | 0 | 0 | Borrby | Scenario_2 | outage_line_4
0.91 | 0 | -10.0776 | 1.9448 | Tomelilla | Scenario_2 | outage_line_4
|  | 0 | 0 | Vaerket Blok 6 | Scenario_2 | outage_line_4
|  | 0 | 0 | Vaerket Blok 5 | Scenario_2 | outage_line_4
|  | 0 | 0 | Vaerket Diesler | Scenario_2 | outage_line_4
|  | 0 | 0 | Vaer N | Scenario_2 | outage_line_4
|  | 0 | 0 | Dampværk A | Scenario_2 | outage_line_4
|  | 0 | 0 | Dampværk B | Scenario_2 | outage_line_4
|  | 0 | 0 | Aux bus trafo DMP | Scenario_2 | outage_line_4
|  | 0 | 0 | Aux bus trafo DMP 2 | Scenario_2 | outage_line_4
|  | 0 | 0 | Snorrebakken 10 kV | Scenario_2 | outage_line_4
0.97884 | -1.7133 | 0 | 0 | Aux bus trafo HASLE | Scenario_2 | outage_line_4
0.97884 | -1.7133 | 0 | 0 | Aux bus trafo HASLE | Scenario_2 | outage_line_4
1.0183 | -2.6123 | 1.7245 | 0.60885 | Hasle 10 kV | Scenario_2 | outage_line_4
0.97208 | -3.294 | 1.4358 | 0.10607 | Olsker 10 kV | Scenario_2 | outage_line_4
1.0142 | -2.4794 | 1.5669 | 0.75479 | Østerlars 10 kV | Scenario_2 | outage_line_4
1.0162 | -1.8554 | 0.44965 | 0.77882 | Åkirkeby 10 kV | Scenario_2 | outage_line_4
1.0165 | -2.972 | 2.1867 | 0.096521 | Nexø 10 kV | Scenario_2 | outage_line_4
1 | 0 | -3.9145 | 2.4791 | Bodilsker 10 kV | Scenario_2 | outage_line_4
0.97259 | -1.865 | 0.79896 | 5.1676 | Rønne Syd 10 kV | Scenario_2 | outage_line_4
1.0039 | -2.2982 | 1.042 | 1.8048 | Allinge 10 kV | Scenario_2 | outage_line_4
1.0049 | -2.5493 | 1.3338 | 1.3605 | Svaneke 10 kV | Scenario_2 | outage_line_4
1.0138 | -1.8848 | 0.53185 | 0.92119 | Viadukten 10 kV | Scenario_2 | outage_line_4
0.97567 | -1.6614 | 0 | 0 | Auxiliary bus Viadukten 4 | Scenario_2 | outage_line_4
1.0138 | -1.9114 | 0.56779 | 0.98343 | Rønne Nord 10 kV | Scenario_2 | outage_line_4
1.0128 | -2.463 | 1.2431 | 0.5185 | Poulsker 10 kV | Scenario_2 | outage_line_4
1.0212 | -1.7108 | 0.085645 | 0.14834 | Vesthavnen 10 kV | Scenario_2 | outage_line_4
0.96953 | -2.6595 | 0.68932 | 0.15004 | Gudhjem 10 kV | Scenario_2 | outage_line_4
0.9782 | -1.6848 | 0 | 0 | Hasle A | Scenario_2 | outage_line_5
|  | 0 | 0 | Hasle B | Scenario_2 | outage_line_5
|  | 0 | 0 | Snorrebakken | Scenario_2 | outage_line_5
|  | 0 | 0 | Olsker | Scenario_2 | outage_line_5
0.97559 | -1.6414 | 0 | 0 | Ronne Nord | Scenario_2 | outage_line_5
0.97883 | -1.681 | 0 | 0 | BOR-HAS split 3 | Scenario_2 | outage_line_5
0.97426 | -1.8039 | 0 | 0 | Allinge | Scenario_2 | outage_line_5
0.97136 | -1.8938 | 0 | 0 | Svaneke | Scenario_2 | outage_line_5
0.97138 | -1.8751 | 0 | 0 | Nexo | Scenario_2 | outage_line_5
0.97198 | -1.8304 | 0 | 0 | Bodilsker | Scenario_2 | outage_line_5
0.97152 | -1.8451 | 0 | 0 | Poulsker | Scenario_2 | outage_line_5
0.97265 | -1.7238 | 0 | 0 | Aakirkeby | Scenario_2 | outage_line_5
0.97195 | -1.886 | 0 | 0 | Dalslunde | Scenario_2 | outage_line_5
0.97233 | -1.9399 | 0 | 0 | Osterlars | Scenario_2 | outage_line_5
0.97477 | -1.8168 | 0 | 0 | Olsker | Scenario_2 | outage_line_5
0.97215 | -1.9584 | 0 | 0 | Gudhjem | Scenario_2 | outage_line_5
0.97499 | -1.629 | 0 | 0 | Viadukten A | Scenario_2 | outage_line_5
|  | 0 | 0 | Viadukten B | Scenario_2 | outage_line_5
0.97451 | -1.6181 | 0 | 0 | Ronne Syd | Scenario_2 | outage_line_5
|  | 0 | 0 | Vaerket A | Scenario_2 | outage_line_5
|  | 0 | 0 | Vaerket B | Scenario_2 | outage_line_5
|  | 0 | 0 | Vesthavnen | Scenario_2 | outage_line_5
0.97499 | -1.629 | 0 | 0 | Auxiliary bus Viadukten 1 | Scenario_2 | outage_line_5
0.97499 | -1.629 | 0 | 0 | Auxiliary bus Viadukten 2 | Scenario_2 | outage_line_5
0.97499 | -1.629 | 0 | 0 | Auxiliary bus Viadukten 3 | Scenario_2 | outage_line_5
0.99823 | -1.3372 | 0 | 0 | BOR HAS split 1 | Scenario_2 | outage_line_5
0.99807 | -1.3483 | 0 | 0 | BOR HAS split 2 | Scenario_2 | outage_line_5
0.9993 | -1.1054 | 0 | 0 | Borrby | Scenario_2 | outage_line_5
0.91 | 0 | -10.0393 | 1.7411 | Tomelilla | Scenario_2 | outage_line_5
|  | 0 | 0 | Vaerket Blok 6 | Scenario_2 | outage_line_5
|  | 0 | 0 | Vaerket Blok 5 | Scenario_2 | outage_line_5
|  | 0 | 0 | Vaerket Diesler | Scenario_2 | outage_line_5
|  | 0 | 0 | Vaer N | Scenario_2 | outage_line_5
|  | 0 | 0 | Dampværk A | Scenario_2 | outage_line_5
|  | 0 | 0 | Dampværk B | Scenario_2 | outage_line_5
|  | 0 | 0 | Aux bus trafo DMP | Scenario_2 | outage_line_5
|  | 0 | 0 | Aux bus trafo DMP 2 | Scenario_2 | outage_line_5
|  | 0 | 0 | Snorrebakken 10 kV | Scenario_2 | outage_line_5
0.9782 | -1.6848 | 0 | 0 | Aux bus trafo HASLE | Scenario_2 | outage_line_5
0.9782 | -1.6848 | 0 | 0 | Aux bus trafo HASLE | Scenario_2 | outage_line_5
1.0176 | -2.585 | 1.7245 | 0.60885 | Hasle 10 kV | Scenario_2 | outage_line_5
0.97144 | -3.2688 | 1.4358 | 0.10607 | Olsker 10 kV | Scenario_2 | outage_line_5
1.0136 | -2.4555 | 1.5669 | 0.75479 | Østerlars 10 kV | Scenario_2 | outage_line_5
1.0155 | -1.8285 | 0.44965 | 0.77882 | Åkirkeby 10 kV | Scenario_2 | outage_line_5
1.0158 | -2.9511 | 2.1867 | 0.096521 | Nexø 10 kV | Scenario_2 | outage_line_5
1 | 0 | -3.8683 | 2.3996 | Bodilsker 10 kV | Scenario_2 | outage_line_5
0.97189 | -1.8335 | 0.79896 | 5.1622 | Rønne Syd 10 kV | Scenario_2 | outage_line_5
1.0032 | -2.2716 | 1.042 | 1.8048 | Allinge 10 kV | Scenario_2 | outage_line_5
1.0042 | -2.5276 | 1.3338 | 1.3605 | Svaneke 10 kV | Scenario_2 | outage_line_5
1.013 | -1.8528 | 0.53185 | 0.92119 | Viadukten 10 kV | Scenario_2 | outage_line_5
0.97499 | -1.629 | 0 | 0 | Auxiliary bus Viadukten 4 | Scenario_2 | outage_line_5
1.013 | -1.8791 | 0.56779 | 0.98343 | Rønne Nord 10 kV | Scenario_2 | outage_line_5
1.0122 | -2.4417 | 1.2431 | 0.5185 | Poulsker 10 kV | Scenario_2 | outage_line_5
|  | 0 | 0 | Vesthavnen 10 kV | Scenario_2 | outage_line_5
0.9689 | -2.6359 | 0.68932 | 0.15004 | Gudhjem 10 kV | Scenario_2 | outage_line_5
0.98208 | -1.755 | 0 | 0 | Hasle A | Scenario_2 | outage_line_6
|  | 0 | 0 | Hasle B | Scenario_2 | outage_line_6
|  | 0 | 0 | Snorrebakken | Scenario_2 | outage_line_6
|  | 0 | 0 | Olsker | Scenario_2 | outage_line_6
0.93109 | -1.5736 | 0 | 0 | Ronne Nord | Scenario_2 | outage_line_6
0.98268 | -1.7495 | 0 | 0 | BOR-HAS split 3 | Scenario_2 | outage_line_6
0.97306 | -1.8879 | 0 | 0 | Allinge | Scenario_2 | outage_line_6
0.95228 | -2.0264 | 0 | 0 | Svaneke | Scenario_2 | outage_line_6
0.95129 | -2.0065 | 0 | 0 | Nexo | Scenario_2 | outage_line_6
0.9514 | -1.9559 | 0 | 0 | Bodilsker | Scenario_2 | outage_line_6
0.95093 | -1.9707 | 0 | 0 | Poulsker | Scenario_2 | outage_line_6
0.94081 | -1.7683 | 0 | 0 | Aakirkeby | Scenario_2 | outage_line_6
0.95367 | -2.0203 | 0 | 0 | Dalslunde | Scenario_2 | outage_line_6
0.96141 | -2.0532 | 0 | 0 | Osterlars | Scenario_2 | outage_line_6
0.97357 | -1.9008 | 0 | 0 | Olsker | Scenario_2 | outage_line_6
0.96122 | -2.0718 | 0 | 0 | Gudhjem | Scenario_2 | outage_line_6
0.93119 | -1.575 | 0 | 0 | Viadukten A | Scenario_2 | outage_line_6
|  | 0 | 0 | Viadukten B | Scenario_2 | outage_line_6
0.93135 | -1.5768 | 0 | 0 | Ronne Syd | Scenario_2 | outage_line_6
|  | 0 | 0 | Vaerket A | Scenario_2 | outage_line_6
|  | 0 | 0 | Vaerket B | Scenario_2 | outage_line_6
|  | 0 | 0 | Vesthavnen | Scenario_2 | outage_line_6
0.93119 | -1.575 | 0 | 0 | Auxiliary bus Viadukten 1 | Scenario_2 | outage_line_6
0.93119 | -1.575 | 0 | 0 | Auxiliary bus Viadukten 2 | Scenario_2 | outage_line_6
0.93119 | -1.575 | 0 | 0 | Auxiliary bus Viadukten 3 | Scenario_2 | outage_line_6
1.0006 | -1.3276 | 0 | 0 | BOR HAS split 1 | Scenario_2 | outage_line_6
1.0005 | -1.3395 | 0 | 0 | BOR HAS split 2 | Scenario_2 | outage_line_6
1.0013 | -1.0905 | 0 | 0 | Borrby | Scenario_2 | outage_line_6
0.91 | 0 | -9.8715 | 2.7717 | Tomelilla | Scenario_2 | outage_line_6
|  | 0 | 0 | Vaerket Blok 6 | Scenario_2 | outage_line_6
|  | 0 | 0 | Vaerket Blok 5 | Scenario_2 | outage_line_6
|  | 0 | 0 | Vaerket Diesler | Scenario_2 | outage_line_6
|  | 0 | 0 | Vaer N | Scenario_2 | outage_line_6
|  | 0 | 0 | Dampværk A | Scenario_2 | outage_line_6
|  | 0 | 0 | Dampværk B | Scenario_2 | outage_line_6
|  | 0 | 0 | Aux bus trafo DMP | Scenario_2 | outage_line_6
|  | 0 | 0 | Aux bus trafo DMP 2 | Scenario_2 | outage_line_6
|  | 0 | 0 | Snorrebakken 10 kV | Scenario_2 | outage_line_6
0.98208 | -1.755 | 0 | 0 | Aux bus trafo HASLE | Scenario_2 | outage_line_6
0.98208 | -1.755 | 0 | 0 | Aux bus trafo HASLE | Scenario_2 | outage_line_6
1.0217 | -2.6481 | 1.7245 | 0.60885 | Hasle 10 kV | Scenario_2 | outage_line_6
0.97024 | -3.3564 | 1.4358 | 0.10607 | Olsker 10 kV | Scenario_2 | outage_line_6
1.0021 | -2.5806 | 1.5669 | 0.75479 | Østerlars 10 kV | Scenario_2 | outage_line_6
0.98202 | -1.8801 | 0.44965 | 0.77882 | Åkirkeby 10 kV | Scenario_2 | outage_line_6
0.99474 | -3.1285 | 2.1867 | 0.096521 | Nexø 10 kV | Scenario_2 | outage_line_6
1 | 0 | -4.2141 | -0.24828 | Bodilsker 10 kV | Scenario_2 | outage_line_6
0.92765 | -1.8275 | 0.79896 | 4.826 | Rønne Syd 10 kV | Scenario_2 | outage_line_6
1.0019 | -2.3567 | 1.042 | 1.8048 | Allinge 10 kV | Scenario_2 | outage_line_6
0.98398 | -2.6863 | 1.3338 | 1.3605 | Svaneke 10 kV | Scenario_2 | outage_line_6
0.96676 | -1.8206 | 0.53185 | 0.92119 | Viadukten 10 kV | Scenario_2 | outage_line_6
0.93119 | -1.575 | 0 | 0 | Auxiliary bus Viadukten 4 | Scenario_2 | outage_line_6
0.96601 | -1.8348 | 0.56779 | 0.98343 | Rønne Nord 10 kV | Scenario_2 | outage_line_6
0.99048 | -2.5936 | 1.2431 | 0.5185 | Poulsker 10 kV | Scenario_2 | outage_line_6
|  | 0 | 0 | Vesthavnen 10 kV | Scenario_2 | outage_line_6
0.95794 | -2.7648 | 0.68932 | 0.15004 | Gudhjem 10 kV | Scenario_2 | outage_line_6
0.98396 | -1.7048 | 0 | 0 | Hasle A | Scenario_2 | outage_line_7
|  | 0 | 0 | Hasle B | Scenario_2 | outage_line_7
|  | 0 | 0 | Snorrebakken | Scenario_2 | outage_line_7
|  | 0 | 0 | Olsker | Scenario_2 | outage_line_7
|  | 0 | 0 | Ronne Nord | Scenario_2 | outage_line_7
0.98452 | -1.6995 | 0 | 0 | BOR-HAS split 3 | Scenario_2 | outage_line_7
0.97535 | -1.8287 | 0 | 0 | Allinge | Scenario_2 | outage_line_7
0.95598 | -1.9359 | 0 | 0 | Svaneke | Scenario_2 | outage_line_7
0.95507 | -1.9145 | 0 | 0 | Nexo | Scenario_2 | outage_line_7
0.95522 | -1.8637 | 0 | 0 | Bodilsker | Scenario_2 | outage_line_7
0.95475 | -1.8785 | 0 | 0 | Poulsker | Scenario_2 | outage_line_7
0.94596 | -1.67 | 0 | 0 | Aakirkeby | Scenario_2 | outage_line_7
0.9573 | -1.9309 | 0 | 0 | Dalslunde | Scenario_2 | outage_line_7
0.96446 | -1.9766 | 0 | 0 | Osterlars | Scenario_2 | outage_line_7
0.97586 | -1.8416 | 0 | 0 | Olsker | Scenario_2 | outage_line_7
0.96428 | -1.9952 | 0 | 0 | Gudhjem | Scenario_2 | outage_line_7
0.93775 | -1.4717 | 0 | 0 | Viadukten A | Scenario_2 | outage_line_7
|  | 0 | 0 | Viadukten B | Scenario_2 | outage_line_7
0.93783 | -1.4729 | 0 | 0 | Ronne Syd | Scenario_2 | outage_line_7
|  | 0 | 0 | Vaerket A | Scenario_2 | outage_line_7
|  | 0 | 0 | Vaerket B | Scenario_2 | outage_line_7
|  | 0 | 0 | Vesthavnen | Scenario_2 | outage_line_7
0.93775 | -1.4717 | 0 | 0 | Auxiliary bus Viadukten 1 | Scenario_2 | outage_line_7
0.93775 | -1.4717 | 0 | 0 | Auxiliary bus Viadukten 2 | Scenario_2 | outage_line_7
0.93775 | -1.4717 | 0 | 0 | Auxiliary bus Viadukten 3 | Scenario_2 | outage_line_7
1.0015 | -1.2776 | 0 | 0 | BOR HAS split 1 | Scenario_2 | outage_line_7
1.0013 | -1.2894 | 0 | 0 | BOR HAS split 2 | Scenario_2 | outage_line_7
1.0019 | -1.0467 | 0 | 0 | Borrby | Scenario_2 | outage_line_7
0.91 | 0 | -9.4597 | 3.1035 | Tomelilla | Scenario_2 | outage_line_7
|  | 0 | 0 | Vaerket Blok 6 | Scenario_2 | outage_line_7
|  | 0 | 0 | Vaerket Blok 5 | Scenario_2 | outage_line_7
|  | 0 | 0 | Vaerket Diesler | Scenario_2 | outage_line_7
|  | 0 | 0 | Vaer N | Scenario_2 | outage_line_7
|  | 0 | 0 | Dampværk A | Scenario_2 | outage_line_7
|  | 0 | 0 | Dampværk B | Scenario_2 | outage_line_7
|  | 0 | 0 | Aux bus trafo DMP | Scenario_2 | outage_line_7
|  | 0 | 0 | Aux bus trafo DMP 2 | Scenario_2 | outage_line_7
|  | 0 | 0 | Snorrebakken 10 kV | Scenario_2 | outage_line_7
0.98396 | -1.7048 | 0 | 0 | Aux bus trafo HASLE | Scenario_2 | outage_line_7
0.98396 | -1.7048 | 0 | 0 | Aux bus trafo HASLE | Scenario_2 | outage_line_7
1.0237 | -2.5944 | 1.7245 | 0.60885 | Hasle 10 kV | Scenario_2 | outage_line_7
0.97253 | -3.2903 | 1.4358 | 0.10607 | Olsker 10 kV | Scenario_2 | outage_line_7
1.0053 | -2.5007 | 1.5669 | 0.75479 | Østerlars 10 kV | Scenario_2 | outage_line_7
0.98743 | -1.7806 | 0.44965 | 0.77882 | Åkirkeby 10 kV | Scenario_2 | outage_line_7
0.99871 | -3.0276 | 2.1867 | 0.096521 | Nexø 10 kV | Scenario_2 | outage_line_7
1 | 0 | -4.0025 | 0.23898 | Bodilsker 10 kV | Scenario_2 | outage_line_7
0.9343 | -1.7179 | 0.79896 | 4.8755 | Rønne Syd 10 kV | Scenario_2 | outage_line_7
1.0043 | -2.2954 | 1.042 | 1.8048 | Allinge 10 kV | Scenario_2 | outage_line_7
0.98791 | -2.5907 | 1.3338 | 1.3605 | Svaneke 10 kV | Scenario_2 | outage_line_7
0.9737 | -1.7138 | 0.53185 | 0.92119 | Viadukten 10 kV | Scenario_2 | outage_line_7
0.93775 | -1.4717 | 0 | 0 | Auxiliary bus Viadukten 4 | Scenario_2 | outage_line_7
|  | 0 | 0 | Rønne Nord 10 kV | Scenario_2 | outage_line_7
0.9945 | -2.4964 | 1.2431 | 0.5185 | Poulsker 10 kV | Scenario_2 | outage_line_7
|  | 0 | 0 | Vesthavnen 10 kV | Scenario_2 | outage_line_7
0.96101 | -2.6838 | 0.68932 | 0.15004 | Gudhjem 10 kV | Scenario_2 | outage_line_7
0.98569 | -1.6583 | 0 | 0 | Hasle A | Scenario_2 | outage_line_8
|  | 0 | 0 | Hasle B | Scenario_2 | outage_line_8
|  | 0 | 0 | Snorrebakken | Scenario_2 | outage_line_8
|  | 0 | 0 | Olsker | Scenario_2 | outage_line_8
|  | 0 | 0 | Ronne Nord | Scenario_2 | outage_line_8
0.98623 | -1.6532 | 0 | 0 | BOR-HAS split 3 | Scenario_2 | outage_line_8
0.97746 | -1.774 | 0 | 0 | Allinge | Scenario_2 | outage_line_8
0.95941 | -1.8525 | 0 | 0 | Svaneke | Scenario_2 | outage_line_8
0.95857 | -1.8297 | 0 | 0 | Nexo | Scenario_2 | outage_line_8
0.95876 | -1.7786 | 0 | 0 | Bodilsker | Scenario_2 | outage_line_8
0.95829 | -1.7934 | 0 | 0 | Poulsker | Scenario_2 | outage_line_8
0.95072 | -1.5795 | 0 | 0 | Aakirkeby | Scenario_2 | outage_line_8
0.96067 | -1.8483 | 0 | 0 | Dalslunde | Scenario_2 | outage_line_8
0.96729 | -1.9059 | 0 | 0 | Osterlars | Scenario_2 | outage_line_8
0.97797 | -1.7868 | 0 | 0 | Olsker | Scenario_2 | outage_line_8
0.96711 | -1.9245 | 0 | 0 | Gudhjem | Scenario_2 | outage_line_8
|  | 0 | 0 | Viadukten A | Scenario_2 | outage_line_8
|  | 0 | 0 | Viadukten B | Scenario_2 | outage_line_8
0.94384 | -1.3773 | 0 | 0 | Ronne Syd | Scenario_2 | outage_line_8
|  | 0 | 0 | Vaerket A | Scenario_2 | outage_line_8
|  | 0 | 0 | Vaerket B | Scenario_2 | outage_line_8
|  | 0 | 0 | Vesthavnen | Scenario_2 | outage_line_8
|  | 0 | 0 | Auxiliary bus Viadukten 1 | Scenario_2 | outage_line_8
|  | 0 | 0 | Auxiliary bus Viadukten 2 | Scenario_2 | outage_line_8
|  | 0 | 0 | Auxiliary bus Viadukten 3 | Scenario_2 | outage_line_8
1.0023 | -1.2314 | 0 | 0 | BOR HAS split 1 | Scenario_2 | outage_line_8
1.0021 | -1.2431 | 0 | 0 | BOR HAS split 2 | Scenario_2 | outage_line_8
1.0025 | -1.0062 | 0 | 0 | Borrby | Scenario_2 | outage_line_8
0.91 | 0 | -9.078 | 3.4099 | Tomelilla | Scenario_2 | outage_line_8
|  | 0 | 0 | Vaerket Blok 6 | Scenario_2 | outage_line_8
|  | 0 | 0 | Vaerket Blok 5 | Scenario_2 | outage_line_8
|  | 0 | 0 | Vaerket Diesler | Scenario_2 | outage_line_8
|  | 0 | 0 | Vaer N | Scenario_2 | outage_line_8
|  | 0 | 0 | Dampværk A | Scenario_2 | outage_line_8
|  | 0 | 0 | Dampværk B | Scenario_2 | outage_line_8
|  | 0 | 0 | Aux bus trafo DMP | Scenario_2 | outage_line_8
|  | 0 | 0 | Aux bus trafo DMP 2 | Scenario_2 | outage_line_8
|  | 0 | 0 | Snorrebakken 10 kV | Scenario_2 | outage_line_8
0.98569 | -1.6583 | 0 | 0 | Aux bus trafo HASLE | Scenario_2 | outage_line_8
0.98569 | -1.6583 | 0 | 0 | Aux bus trafo HASLE | Scenario_2 | outage_line_8
1.0255 | -2.5447 | 1.7245 | 0.60885 | Hasle 10 kV | Scenario_2 | outage_line_8
0.97465 | -3.2293 | 1.4358 | 0.10607 | Olsker 10 kV | Scenario_2 | outage_line_8
1.0083 | -2.4269 | 1.5669 | 0.75479 | Østerlars 10 kV | Scenario_2 | outage_line_8
0.99244 | -1.6891 | 0.44965 | 0.77882 | Åkirkeby 10 kV | Scenario_2 | outage_line_8
1.0024 | -2.9347 | 2.1867 | 0.096521 | Nexø 10 kV | Scenario_2 | outage_line_8
1 | 0 | -3.8058 | 0.68964 | Bodilsker 10 kV | Scenario_2 | outage_line_8
0.94046 | -1.6173 | 0.79896 | 4.9217 | Rønne Syd 10 kV | Scenario_2 | outage_line_8
1.0066 | -2.2386 | 1.042 | 1.8048 | Allinge 10 kV | Scenario_2 | outage_line_8
0.99155 | -2.5025 | 1.3338 | 1.3605 | Svaneke 10 kV | Scenario_2 | outage_line_8
|  | 0 | 0 | Viadukten 10 kV | Scenario_2 | outage_line_8
|  | 0 | 0 | Auxiliary bus Viadukten 4 | Scenario_2 | outage_line_8
|  | 0 | 0 | Rønne Nord 10 kV | Scenario_2 | outage_line_8
0.99823 | -2.4067 | 1.2431 | 0.5185 | Poulsker 10 kV | Scenario_2 | outage_line_8
|  | 0 | 0 | Vesthavnen 10 kV | Scenario_2 | outage_line_8
0.96385 | -2.609 | 0.68932 | 0.15004 | Gudhjem 10 kV | Scenario_2 | outage_line_8
0.99713 | -1.6864 | 0 | 0 | Hasle A | Scenario_2 | outage_line_9
|  | 0 | 0 | Hasle B | Scenario_2 | outage_line_9
|  | 0 | 0 | Snorrebakken | Scenario_2 | outage_line_9
|  | 0 | 0 | Olsker | Scenario_2 | outage_line_9
|  | 0 | 0 | Ronne Nord | Scenario_2 | outage_line_9
0.99754 | -1.6787 | 0 | 0 | BOR-HAS split 3 | Scenario_2 | outage_line_9
0.99133 | -1.8231 | 0 | 0 | Allinge | Scenario_2 | outage_line_9
0.98155 | -1.9822 | 0 | 0 | Svaneke | Scenario_2 | outage_line_9
0.98115 | -1.966 | 0 | 0 | Nexo | Scenario_2 | outage_line_9
0.98153 | -1.921 | 0 | 0 | Bodilsker | Scenario_2 | outage_line_9
0.98108 | -1.9355 | 0 | 0 | Poulsker | Scenario_2 | outage_line_9
0.98031 | -1.9168 | 0 | 0 | Aakirkeby | Scenario_2 | outage_line_9
0.98243 | -1.9723 | 0 | 0 | Dalslunde | Scenario_2 | outage_line_9
0.98569 | -1.9952 | 0 | 0 | Osterlars | Scenario_2 | outage_line_9
0.99183 | -1.8354 | 0 | 0 | Olsker | Scenario_2 | outage_line_9
0.98551 | -2.0135 | 0 | 0 | Gudhjem | Scenario_2 | outage_line_9
|  | 0 | 0 | Viadukten A | Scenario_2 | outage_line_9
|  | 0 | 0 | Viadukten B | Scenario_2 | outage_line_9
|  | 0 | 0 | Ronne Syd | Scenario_2 | outage_line_9
|  | 0 | 0 | Vaerket A | Scenario_2 | outage_line_9
|  | 0 | 0 | Vaerket B | Scenario_2 | outage_line_9
|  | 0 | 0 | Vesthavnen | Scenario_2 | outage_line_9
|  | 0 | 0 | Auxiliary bus Viadukten 1 | Scenario_2 | outage_line_9
|  | 0 | 0 | Auxiliary bus Viadukten 2 | Scenario_2 | outage_line_9
|  | 0 | 0 | Auxiliary bus Viadukten 3 | Scenario_2 | outage_line_9
1.0087 | -1.1083 | 0 | 0 | BOR HAS split 1 | Scenario_2 | outage_line_9
1.0086 | -1.1214 | 0 | 0 | BOR HAS split 2 | Scenario_2 | outage_line_9
1.0077 | -0.8858 | 0 | 0 | Borrby | Scenario_2 | outage_line_9
0.91 | 0 | -7.8807 | 6.0954 | Tomelilla | Scenario_2 | outage_line_9
|  | 0 | 0 | Vaerket Blok 6 | Scenario_2 | outage_line_9
|  | 0 | 0 | Vaerket Blok 5 | Scenario_2 | outage_line_9
|  | 0 | 0 | Vaerket Diesler | Scenario_2 | outage_line_9
|  | 0 | 0 | Vaer N | Scenario_2 | outage_line_9
|  | 0 | 0 | Dampværk A | Scenario_2 | outage_line_9
|  | 0 | 0 | Dampværk B | Scenario_2 | outage_line_9
|  | 0 | 0 | Aux bus trafo DMP | Scenario_2 | outage_line_9
|  | 0 | 0 | Aux bus trafo DMP 2 | Scenario_2 | outage_line_9
|  | 0 | 0 | Snorrebakken 10 kV | Scenario_2 | outage_line_9
0.99713 | -1.6864 | 0 | 0 | Aux bus trafo HASLE | Scenario_2 | outage_line_9
0.99713 | -1.6864 | 0 | 0 | Aux bus trafo HASLE | Scenario_2 | outage_line_9
1.0376 | -2.5525 | 1.7245 | 0.60885 | Hasle 10 kV | Scenario_2 | outage_line_9
0.98856 | -3.2377 | 1.4358 | 0.10607 | Olsker 10 kV | Scenario_2 | outage_line_9
1.0276 | -2.4968 | 1.5669 | 0.75479 | Østerlars 10 kV | Scenario_2 | outage_line_9
1.0235 | -2.0198 | 0.44965 | 0.77882 | Åkirkeby 10 kV | Scenario_2 | outage_line_9
1.0261 | -3.0206 | 2.1867 | 0.096521 | Nexø 10 kV | Scenario_2 | outage_line_9
1 | 0 | -4.0327 | 3.6388 | Bodilsker 10 kV | Scenario_2 | outage_line_9
|  | 0 | 0 | Rønne Syd 10 kV | Scenario_2 | outage_line_9
1.0214 | -2.2745 | 1.042 | 1.8048 | Allinge 10 kV | Scenario_2 | outage_line_9
1.0151 | -2.6028 | 1.3338 | 1.3605 | Svaneke 10 kV | Scenario_2 | outage_line_9
|  | 0 | 0 | Viadukten 10 kV | Scenario_2 | outage_line_9
|  | 0 | 0 | Auxiliary bus Viadukten 4 | Scenario_2 | outage_line_9
|  | 0 | 0 | Rønne Nord 10 kV | Scenario_2 | outage_line_9
1.0222 | -2.5205 | 1.2431 | 0.5185 | Poulsker 10 kV | Scenario_2 | outage_line_9
|  | 0 | 0 | Vesthavnen 10 kV | Scenario_2 | outage_line_9
0.9823 | -2.6727 | 0.68932 | 0.15004 | Gudhjem 10 kV | Scenario_2 | outage_line_9
0.99881 | -1.652 | 0 | 0 | Hasle A | Scenario_2 | outage_line_10
|  | 0 | 0 | Hasle B | Scenario_2 | outage_line_10
|  | 0 | 0 | Snorrebakken | Scenario_2 | outage_line_10
|  | 0 | 0 | Olsker | Scenario_2 | outage_line_10
|  | 0 | 0 | Ronne Nord | Scenario_2 | outage_line_10
0.9992 | -1.6444 | 0 | 0 | BOR-HAS split 3 | Scenario_2 | outage_line_10
0.99338 | -1.7833 | 0 | 0 | Allinge | Scenario_2 | outage_line_10
0.98485 | -1.9236 | 0 | 0 | Svaneke | Scenario_2 | outage_line_10
0.98453 | -1.9065 | 0 | 0 | Nexo | Scenario_2 | outage_line_10
0.98495 | -1.8615 | 0 | 0 | Bodilsker | Scenario_2 | outage_line_10
0.9845 | -1.876 | 0 | 0 | Poulsker | Scenario_2 | outage_line_10
|  | 0 | 0 | Aakirkeby | Scenario_2 | outage_line_10
0.98568 | -1.9142 | 0 | 0 | Dalslunde | Scenario_2 | outage_line_10
0.98842 | -1.9447 | 0 | 0 | Osterlars | Scenario_2 | outage_line_10
0.99388 | -1.7955 | 0 | 0 | Olsker | Scenario_2 | outage_line_10
0.98825 | -1.963 | 0 | 0 | Gudhjem | Scenario_2 | outage_line_10
|  | 0 | 0 | Viadukten A | Scenario_2 | outage_line_10
|  | 0 | 0 | Viadukten B | Scenario_2 | outage_line_10
|  | 0 | 0 | Ronne Syd | Scenario_2 | outage_line_10
|  | 0 | 0 | Vaerket A | Scenario_2 | outage_line_10
|  | 0 | 0 | Vaerket B | Scenario_2 | outage_line_10
|  | 0 | 0 | Vesthavnen | Scenario_2 | outage_line_10
|  | 0 | 0 | Auxiliary bus Viadukten 1 | Scenario_2 | outage_line_10
|  | 0 | 0 | Auxiliary bus Viadukten 2 | Scenario_2 | outage_line_10
|  | 0 | 0 | Auxiliary bus Viadukten 3 | Scenario_2 | outage_line_10
1.0095 | -1.0694 | 0 | 0 | BOR HAS split 1 | Scenario_2 | outage_line_10
1.0094 | -1.0824 | 0 | 0 | BOR HAS split 2 | Scenario_2 | outage_line_10
1.0084 | -0.85126 | 0 | 0 | Borrby | Scenario_2 | outage_line_10
0.91 | 0 | -7.551 | 6.4128 | Tomelilla | Scenario_2 | outage_line_10
|  | 0 | 0 | Vaerket Blok 6 | Scenario_2 | outage_line_10
|  | 0 | 0 | Vaerket Blok 5 | Scenario_2 | outage_line_10
|  | 0 | 0 | Vaerket Diesler | Scenario_2 | outage_line_10
|  | 0 | 0 | Vaer N | Scenario_2 | outage_line_10
|  | 0 | 0 | Dampværk A | Scenario_2 | outage_line_10
|  | 0 | 0 | Dampværk B | Scenario_2 | outage_line_10
|  | 0 | 0 | Aux bus trafo DMP | Scenario_2 | outage_line_10
|  | 0 | 0 | Aux bus trafo DMP 2 | Scenario_2 | outage_line_10
|  | 0 | 0 | Snorrebakken 10 kV | Scenario_2 | outage_line_10
0.99881 | -1.652 | 0 | 0 | Aux bus trafo HASLE | Scenario_2 | outage_line_10
0.99881 | -1.652 | 0 | 0 | Aux bus trafo HASLE | Scenario_2 | outage_line_10
1.0393 | -2.5152 | 1.7245 | 0.60885 | Hasle 10 kV | Scenario_2 | outage_line_10
0.99062 | -3.192 | 1.4358 | 0.10607 | Olsker 10 kV | Scenario_2 | outage_line_10
1.0305 | -2.4435 | 1.5669 | 0.75479 | Østerlars 10 kV | Scenario_2 | outage_line_10
|  | 0 | 0 | Åkirkeby 10 kV | Scenario_2 | outage_line_10
1.0296 | -2.9539 | 2.1867 | 0.096521 | Nexø 10 kV | Scenario_2 | outage_line_10
1 | 0 | -3.8887 | 4.0753 | Bodilsker 10 kV | Scenario_2 | outage_line_10
|  | 0 | 0 | Rønne Syd 10 kV | Scenario_2 | outage_line_10
1.0235 | -2.2328 | 1.042 | 1.8048 | Allinge 10 kV | Scenario_2 | outage_line_10
1.0186 | -2.5399 | 1.3338 | 1.3605 | Svaneke 10 kV | Scenario_2 | outage_line_10
|  | 0 | 0 | Viadukten 10 kV | Scenario_2 | outage_line_10
|  | 0 | 0 | Auxiliary bus Viadukten 4 | Scenario_2 | outage_line_10
|  | 0 | 0 | Rønne Nord 10 kV | Scenario_2 | outage_line_10
1.0258 | -2.4569 | 1.2431 | 0.5185 | Poulsker 10 kV | Scenario_2 | outage_line_10
|  | 0 | 0 | Vesthavnen 10 kV | Scenario_2 | outage_line_10
0.98505 | -2.6185 | 0.68932 | 0.15004 | Gudhjem 10 kV | Scenario_2 | outage_line_10
0.99868 | -1.5033 | 0 | 0 | Hasle A | Scenario_2 | outage_line_11
|  | 0 | 0 | Hasle B | Scenario_2 | outage_line_11
|  | 0 | 0 | Snorrebakken | Scenario_2 | outage_line_11
|  | 0 | 0 | Olsker | Scenario_2 | outage_line_11
|  | 0 | 0 | Ronne Nord | Scenario_2 | outage_line_11
0.99906 | -1.4976 | 0 | 0 | BOR-HAS split 3 | Scenario_2 | outage_line_11
0.99326 | -1.6016 | 0 | 0 | Allinge | Scenario_2 | outage_line_11
0.98482 | -1.6241 | 0 | 0 | Svaneke | Scenario_2 | outage_line_11
0.98451 | -1.6003 | 0 | 0 | Nexo | Scenario_2 | outage_line_11
0.98494 | -1.5519 | 0 | 0 | Bodilsker | Scenario_2 | outage_line_11
|  | 0 | 0 | Poulsker | Scenario_2 | outage_line_11
|  | 0 | 0 | Aakirkeby | Scenario_2 | outage_line_11
0.98564 | -1.62 | 0 | 0 | Dalslunde | Scenario_2 | outage_line_11
0.98835 | -1.6993 | 0 | 0 | Osterlars | Scenario_2 | outage_line_11
0.99376 | -1.6138 | 0 | 0 | Olsker | Scenario_2 | outage_line_11
0.98818 | -1.7177 | 0 | 0 | Gudhjem | Scenario_2 | outage_line_11
|  | 0 | 0 | Viadukten A | Scenario_2 | outage_line_11
|  | 0 | 0 | Viadukten B | Scenario_2 | outage_line_11
|  | 0 | 0 | Ronne Syd | Scenario_2 | outage_line_11
|  | 0 | 0 | Vaerket A | Scenario_2 | outage_line_11
|  | 0 | 0 | Vaerket B | Scenario_2 | outage_line_11
|  | 0 | 0 | Vesthavnen | Scenario_2 | outage_line_11
|  | 0 | 0 | Auxiliary bus Viadukten 1 | Scenario_2 | outage_line_11
|  | 0 | 0 | Auxiliary bus Viadukten 2 | Scenario_2 | outage_line_11
|  | 0 | 0 | Auxiliary bus Viadukten 3 | Scenario_2 | outage_line_11
1.0088 | -0.98991 | 0 | 0 | BOR HAS split 1 | Scenario_2 | outage_line_11
1.0088 | -1.0021 | 0 | 0 | BOR HAS split 2 | Scenario_2 | outage_line_11
1.0078 | -0.78716 | 0 | 0 | Borrby | Scenario_2 | outage_line_11
0.91 | 0 | -6.9715 | 6.0843 | Tomelilla | Scenario_2 | outage_line_11
|  | 0 | 0 | Vaerket Blok 6 | Scenario_2 | outage_line_11
|  | 0 | 0 | Vaerket Blok 5 | Scenario_2 | outage_line_11
|  | 0 | 0 | Vaerket Diesler | Scenario_2 | outage_line_11
|  | 0 | 0 | Vaer N | Scenario_2 | outage_line_11
|  | 0 | 0 | Dampværk A | Scenario_2 | outage_line_11
|  | 0 | 0 | Dampværk B | Scenario_2 | outage_line_11
|  | 0 | 0 | Aux bus trafo DMP | Scenario_2 | outage_line_11
|  | 0 | 0 | Aux bus trafo DMP 2 | Scenario_2 | outage_line_11
|  | 0 | 0 | Snorrebakken 10 kV | Scenario_2 | outage_line_11
0.99868 | -1.5033 | 0 | 0 | Aux bus trafo HASLE | Scenario_2 | outage_line_11
0.99868 | -1.5033 | 0 | 0 | Aux bus trafo HASLE | Scenario_2 | outage_line_11
1.0392 | -2.3667 | 1.7245 | 0.60885 | Hasle 10 kV | Scenario_2 | outage_line_11
0.9905 | -3.0107 | 1.4358 | 0.10607 | Olsker 10 kV | Scenario_2 | outage_line_11
1.0304 | -2.1983 | 1.5669 | 0.75479 | Østerlars 10 kV | Scenario_2 | outage_line_11
|  | 0 | 0 | Åkirkeby 10 kV | Scenario_2 | outage_line_11
1.0296 | -2.6477 | 2.1867 | 0.096521 | Nexø 10 kV | Scenario_2 | outage_line_11
1 | 0 | -3.2019 | 4.0531 | Bodilsker 10 kV | Scenario_2 | outage_line_11
|  | 0 | 0 | Rønne Syd 10 kV | Scenario_2 | outage_line_11
1.0234 | -2.0513 | 1.042 | 1.8048 | Allinge 10 kV | Scenario_2 | outage_line_11
1.0185 | -2.2405 | 1.3338 | 1.3605 | Svaneke 10 kV | Scenario_2 | outage_line_11
|  | 0 | 0 | Viadukten 10 kV | Scenario_2 | outage_line_11
|  | 0 | 0 | Auxiliary bus Viadukten 4 | Scenario_2 | outage_line_11
|  | 0 | 0 | Rønne Nord 10 kV | Scenario_2 | outage_line_11
|  | 0 | 0 | Poulsker 10 kV | Scenario_2 | outage_line_11
|  | 0 | 0 | Vesthavnen 10 kV | Scenario_2 | outage_line_11
0.98498 | -2.3732 | 0.68932 | 0.15004 | Gudhjem 10 kV | Scenario_2 | outage_line_11
0.99755 | -1.5115 | 0 | 0 | Hasle A | Scenario_2 | outage_line_12
|  | 0 | 0 | Hasle B | Scenario_2 | outage_line_12
|  | 0 | 0 | Snorrebakken | Scenario_2 | outage_line_12
|  | 0 | 0 | Olsker | Scenario_2 | outage_line_12
|  | 0 | 0 | Ronne Nord | Scenario_2 | outage_line_12
0.99795 | -1.5058 | 0 | 0 | BOR-HAS split 3 | Scenario_2 | outage_line_12
0.9919 | -1.6101 | 0 | 0 | Allinge | Scenario_2 | outage_line_12
0.98213 | -1.7051 | 0 | 0 | Svaneke | Scenario_2 | outage_line_12
0.98113 | -1.7748 | 0 | 0 | Nexo | Scenario_2 | outage_line_12
0.98268 | -1.4819 | 0 | 0 | Bodilsker | Scenario_2 | outage_line_12
|  | 0 | 0 | Poulsker | Scenario_2 | outage_line_12
|  | 0 | 0 | Aakirkeby | Scenario_2 | outage_line_12
0.98349 | -1.6292 | 0 | 0 | Dalslunde | Scenario_2 | outage_line_12
0.98653 | -1.7085 | 0 | 0 | Osterlars | Scenario_2 | outage_line_12
0.9924 | -1.6224 | 0 | 0 | Olsker | Scenario_2 | outage_line_12
0.98636 | -1.7268 | 0 | 0 | Gudhjem | Scenario_2 | outage_line_12
|  | 0 | 0 | Viadukten A | Scenario_2 | outage_line_12
|  | 0 | 0 | Viadukten B | Scenario_2 | outage_line_12
|  | 0 | 0 | Ronne Syd | Scenario_2 | outage_line_12
|  | 0 | 0 | Vaerket A | Scenario_2 | outage_line_12
|  | 0 | 0 | Vaerket B | Scenario_2 | outage_line_12
|  | 0 | 0 | Vesthavnen | Scenario_2 | outage_line_12
|  | 0 | 0 | Auxiliary bus Viadukten 1 | Scenario_2 | outage_line_12
|  | 0 | 0 | Auxiliary bus Viadukten 2 | Scenario_2 | outage_line_12
|  | 0 | 0 | Auxiliary bus Viadukten 3 | Scenario_2 | outage_line_12
1.0082 | -1.0079 | 0 | 0 | BOR HAS split 1 | Scenario_2 | outage_line_12
1.0082 | -1.02 | 0 | 0 | BOR HAS split 2 | Scenario_2 | outage_line_12
1.0073 | -0.80376 | 0 | 0 | Borrby | Scenario_2 | outage_line_12
0.91 | 0 | -7.1333 | 5.843 | Tomelilla | Scenario_2 | outage_line_12
|  | 0 | 0 | Vaerket Blok 6 | Scenario_2 | outage_line_12
|  | 0 | 0 | Vaerket Blok 5 | Scenario_2 | outage_line_12
|  | 0 | 0 | Vaerket Diesler | Scenario_2 | outage_line_12
|  | 0 | 0 | Vaer N | Scenario_2 | outage_line_12
|  | 0 | 0 | Dampværk A | Scenario_2 | outage_line_12
|  | 0 | 0 | Dampværk B | Scenario_2 | outage_line_12
|  | 0 | 0 | Aux bus trafo DMP | Scenario_2 | outage_line_12
|  | 0 | 0 | Aux bus trafo DMP 2 | Scenario_2 | outage_line_12
|  | 0 | 0 | Snorrebakken 10 kV | Scenario_2 | outage_line_12
0.99755 | -1.5115 | 0 | 0 | Aux bus trafo HASLE | Scenario_2 | outage_line_12
0.99755 | -1.5115 | 0 | 0 | Aux bus trafo HASLE | Scenario_2 | outage_line_12
1.038 | -2.3768 | 1.7245 | 0.60885 | Hasle 10 kV | Scenario_2 | outage_line_12
0.98913 | -3.0231 | 1.4358 | 0.10607 | Olsker 10 kV | Scenario_2 | outage_line_12
1.0285 | -2.2092 | 1.5669 | 0.75479 | Østerlars 10 kV | Scenario_2 | outage_line_12
|  | 0 | 0 | Åkirkeby 10 kV | Scenario_2 | outage_line_12
1.0261 | -2.8295 | 2.1867 | 0.096521 | Nexø 10 kV | Scenario_2 | outage_line_12
1 | 0 | -3.0568 | 3.7563 | Bodilsker 10 kV | Scenario_2 | outage_line_12
|  | 0 | 0 | Rønne Syd 10 kV | Scenario_2 | outage_line_12
1.022 | -2.061 | 1.042 | 1.8048 | Allinge 10 kV | Scenario_2 | outage_line_12
1.0157 | -2.325 | 1.3338 | 1.3605 | Svaneke 10 kV | Scenario_2 | outage_line_12
|  | 0 | 0 | Viadukten 10 kV | Scenario_2 | outage_line_12
|  | 0 | 0 | Auxiliary bus Viadukten 4 | Scenario_2 | outage_line_12
|  | 0 | 0 | Rønne Nord 10 kV | Scenario_2 | outage_line_12
|  | 0 | 0 | Poulsker 10 kV | Scenario_2 | outage_line_12
|  | 0 | 0 | Vesthavnen 10 kV | Scenario_2 | outage_line_12
0.98315 | -2.3848 | 0.68932 | 0.15004 | Gudhjem 10 kV | Scenario_2 | outage_line_12
1.0055 | -2.5352 | 0 | 0 | Hasle A | Scenario_2 | outage_line_13
|  | 0 | 0 | Hasle B | Scenario_2 | outage_line_13
|  | 0 | 0 | Snorrebakken | Scenario_2 | outage_line_13
|  | 0 | 0 | Olsker | Scenario_2 | outage_line_13
|  | 0 | 0 | Ronne Nord | Scenario_2 | outage_line_13
1.0059 | -2.5154 | 0 | 0 | BOR-HAS split 3 | Scenario_2 | outage_line_13
1.0013 | -2.8681 | 0 | 0 | Allinge | Scenario_2 | outage_line_13
0.99619 | -3.7617 | 0 | 0 | Svaneke | Scenario_2 | outage_line_13
0.99521 | -3.8303 | 0 | 0 | Nexo | Scenario_2 | outage_line_13
0.95433 | 0.00077332 | 0 | 0 | Bodilsker | Scenario_2 | outage_line_13
|  | 0 | 0 | Poulsker | Scenario_2 | outage_line_13
|  | 0 | 0 | Aakirkeby | Scenario_2 | outage_line_13
0.99751 | -3.6863 | 0 | 0 | Dalslunde | Scenario_2 | outage_line_13
0.99854 | -3.4181 | 0 | 0 | Osterlars | Scenario_2 | outage_line_13
1.0018 | -2.8801 | 0 | 0 | Olsker | Scenario_2 | outage_line_13
0.99838 | -3.4363 | 0 | 0 | Gudhjem | Scenario_2 | outage_line_13
|  | 0 | 0 | Viadukten A | Scenario_2 | outage_line_13
|  | 0 | 0 | Viadukten B | Scenario_2 | outage_line_13
|  | 0 | 0 | Ronne Syd | Scenario_2 | outage_line_13
|  | 0 | 0 | Vaerket A | Scenario_2 | outage_line_13
|  | 0 | 0 | Vaerket B | Scenario_2 | outage_line_13
|  | 0 | 0 | Vesthavnen | Scenario_2 | outage_line_13
|  | 0 | 0 | Auxiliary bus Viadukten 1 | Scenario_2 | outage_line_13
|  | 0 | 0 | Auxiliary bus Viadukten 2 | Scenario_2 | outage_line_13
|  | 0 | 0 | Auxiliary bus Viadukten 3 | Scenario_2 | outage_line_13
1.0164 | -1.4722 | 0 | 0 | BOR HAS split 1 | Scenario_2 | outage_line_13
1.0164 | -1.4912 | 0 | 0 | BOR HAS split 2 | Scenario_2 | outage_line_13
1.0145 | -1.1659 | 0 | 0 | Borrby | Scenario_2 | outage_line_13
0.91 | 0 | -10.3554 | 9.7052 | Tomelilla | Scenario_2 | outage_line_13
|  | 0 | 0 | Vaerket Blok 6 | Scenario_2 | outage_line_13
|  | 0 | 0 | Vaerket Blok 5 | Scenario_2 | outage_line_13
|  | 0 | 0 | Vaerket Diesler | Scenario_2 | outage_line_13
|  | 0 | 0 | Vaer N | Scenario_2 | outage_line_13
|  | 0 | 0 | Dampværk A | Scenario_2 | outage_line_13
|  | 0 | 0 | Dampværk B | Scenario_2 | outage_line_13
|  | 0 | 0 | Aux bus trafo DMP | Scenario_2 | outage_line_13
|  | 0 | 0 | Aux bus trafo DMP 2 | Scenario_2 | outage_line_13
|  | 0 | 0 | Snorrebakken 10 kV | Scenario_2 | outage_line_13
1.0055 | -2.5352 | 0 | 0 | Aux bus trafo HASLE | Scenario_2 | outage_line_13
1.0055 | -2.5352 | 0 | 0 | Aux bus trafo HASLE | Scenario_2 | outage_line_13
1.0464 | -3.3868 | 1.7245 | 0.60885 | Hasle 10 kV | Scenario_2 | outage_line_13
0.99853 | -4.2546 | 1.4358 | 0.10607 | Olsker 10 kV | Scenario_2 | outage_line_13
1.0411 | -3.9068 | 1.5669 | 0.75479 | Østerlars 10 kV | Scenario_2 | outage_line_13
|  | 0 | 0 | Åkirkeby 10 kV | Scenario_2 | outage_line_13
1.0408 | -4.8552 | 2.1867 | 0.096521 | Nexø 10 kV | Scenario_2 | outage_line_13
1 | 0 | -7.3771e-07 | -0.054657 | Bodilsker 10 kV | Scenario_2 | outage_line_13
|  | 0 | 0 | Rønne Syd 10 kV | Scenario_2 | outage_line_13
1.0319 | -3.3105 | 1.042 | 1.8048 | Allinge 10 kV | Scenario_2 | outage_line_13
1.0306 | -4.3639 | 1.3338 | 1.3605 | Svaneke 10 kV | Scenario_2 | outage_line_13
|  | 0 | 0 | Viadukten 10 kV | Scenario_2 | outage_line_13
|  | 0 | 0 | Auxiliary bus Viadukten 4 | Scenario_2 | outage_line_13
|  | 0 | 0 | Rønne Nord 10 kV | Scenario_2 | outage_line_13
|  | 0 | 0 | Poulsker 10 kV | Scenario_2 | outage_line_13
|  | 0 | 0 | Vesthavnen 10 kV | Scenario_2 | outage_line_13
0.99521 | -4.0785 | 0.68932 | 0.15004 | Gudhjem 10 kV | Scenario_2 | outage_line_13
1.0049 | -1.9404 | 0 | 0 | Hasle A | Scenario_2 | outage_line_14
|  | 0 | 0 | Hasle B | Scenario_2 | outage_line_14
|  | 0 | 0 | Snorrebakken | Scenario_2 | outage_line_14
|  | 0 | 0 | Olsker | Scenario_2 | outage_line_14
|  | 0 | 0 | Ronne Nord | Scenario_2 | outage_line_14
1.0053 | -1.928 | 0 | 0 | BOR-HAS split 3 | Scenario_2 | outage_line_14
1.0007 | -2.1424 | 0 | 0 | Allinge | Scenario_2 | outage_line_14
0.99617 | -2.517 | 0 | 0 | Svaneke | Scenario_2 | outage_line_14
|  | 0 | 0 | Nexo | Scenario_2 | outage_line_14
0.95433 | 0.00077332 | 0 | 0 | Bodilsker | Scenario_2 | outage_line_14
|  | 0 | 0 | Poulsker | Scenario_2 | outage_line_14
|  | 0 | 0 | Aakirkeby | Scenario_2 | outage_line_14
0.99697 | -2.5154 | 0 | 0 | Dalslunde | Scenario_2 | outage_line_14
0.99801 | -2.4401 | 0 | 0 | Osterlars | Scenario_2 | outage_line_14
1.0012 | -2.1544 | 0 | 0 | Olsker | Scenario_2 | outage_line_14
0.99785 | -2.4583 | 0 | 0 | Gudhjem | Scenario_2 | outage_line_14
|  | 0 | 0 | Viadukten A | Scenario_2 | outage_line_14
|  | 0 | 0 | Viadukten B | Scenario_2 | outage_line_14
|  | 0 | 0 | Ronne Syd | Scenario_2 | outage_line_14
|  | 0 | 0 | Vaerket A | Scenario_2 | outage_line_14
|  | 0 | 0 | Vaerket B | Scenario_2 | outage_line_14
|  | 0 | 0 | Vesthavnen | Scenario_2 | outage_line_14
|  | 0 | 0 | Auxiliary bus Viadukten 1 | Scenario_2 | outage_line_14
|  | 0 | 0 | Auxiliary bus Viadukten 2 | Scenario_2 | outage_line_14
|  | 0 | 0 | Auxiliary bus Viadukten 3 | Scenario_2 | outage_line_14
1.0139 | -1.154 | 0 | 0 | BOR HAS split 1 | Scenario_2 | outage_line_14
1.0139 | -1.1694 | 0 | 0 | BOR HAS split 2 | Scenario_2 | outage_line_14
1.0121 | -0.90882 | 0 | 0 | Borrby | Scenario_2 | outage_line_14
0.91 | 0 | -8.0142 | 8.3945 | Tomelilla | Scenario_2 | outage_line_14
|  | 0 | 0 | Vaerket Blok 6 | Scenario_2 | outage_line_14
|  | 0 | 0 | Vaerket Blok 5 | Scenario_2 | outage_line_14
|  | 0 | 0 | Vaerket Diesler | Scenario_2 | outage_line_14
|  | 0 | 0 | Vaer N | Scenario_2 | outage_line_14
|  | 0 | 0 | Dampværk A | Scenario_2 | outage_line_14
|  | 0 | 0 | Dampværk B | Scenario_2 | outage_line_14
|  | 0 | 0 | Aux bus trafo DMP | Scenario_2 | outage_line_14
|  | 0 | 0 | Aux bus trafo DMP 2 | Scenario_2 | outage_line_14
|  | 0 | 0 | Snorrebakken 10 kV | Scenario_2 | outage_line_14
1.0049 | -1.9404 | 0 | 0 | Aux bus trafo HASLE | Scenario_2 | outage_line_14
1.0049 | -1.9404 | 0 | 0 | Aux bus trafo HASLE | Scenario_2 | outage_line_14
1.0458 | -2.793 | 1.7245 | 0.60885 | Hasle 10 kV | Scenario_2 | outage_line_14
0.99796 | -3.5305 | 1.4358 | 0.10607 | Olsker 10 kV | Scenario_2 | outage_line_14
1.0406 | -2.9293 | 1.5669 | 0.75479 | Østerlars 10 kV | Scenario_2 | outage_line_14
|  | 0 | 0 | Åkirkeby 10 kV | Scenario_2 | outage_line_14
|  | 0 | 0 | Nexø 10 kV | Scenario_2 | outage_line_14
1 | 0 | -7.3771e-07 | -0.054657 | Bodilsker 10 kV | Scenario_2 | outage_line_14
|  | 0 | 0 | Rønne Syd 10 kV | Scenario_2 | outage_line_14
1.0313 | -2.5853 | 1.042 | 1.8048 | Allinge 10 kV | Scenario_2 | outage_line_14
1.0306 | -3.1193 | 1.3338 | 1.3605 | Svaneke 10 kV | Scenario_2 | outage_line_14
|  | 0 | 0 | Viadukten 10 kV | Scenario_2 | outage_line_14
|  | 0 | 0 | Auxiliary bus Viadukten 4 | Scenario_2 | outage_line_14
|  | 0 | 0 | Rønne Nord 10 kV | Scenario_2 | outage_line_14
|  | 0 | 0 | Poulsker 10 kV | Scenario_2 | outage_line_14
|  | 0 | 0 | Vesthavnen 10 kV | Scenario_2 | outage_line_14
0.99467 | -3.1011 | 0.68932 | 0.15004 | Gudhjem 10 kV | Scenario_2 | outage_line_14
1.0083 | -1.6924 | 0 | 0 | Hasle A | Scenario_2 | outage_line_15
|  | 0 | 0 | Hasle B | Scenario_2 | outage_line_15
|  | 0 | 0 | Snorrebakken | Scenario_2 | outage_line_15
|  | 0 | 0 | Olsker | Scenario_2 | outage_line_15
|  | 0 | 0 | Ronne Nord | Scenario_2 | outage_line_15
1.0086 | -1.6824 | 0 | 0 | BOR-HAS split 3 | Scenario_2 | outage_line_15
1.0049 | -1.8444 | 0 | 0 | Allinge | Scenario_2 | outage_line_15
|  | 0 | 0 | Svaneke | Scenario_2 | outage_line_15
|  | 0 | 0 | Nexo | Scenario_2 | outage_line_15
0.95433 | 0.00077332 | 0 | 0 | Bodilsker | Scenario_2 | outage_line_15
|  | 0 | 0 | Poulsker | Scenario_2 | outage_line_15
|  | 0 | 0 | Aakirkeby | Scenario_2 | outage_line_15
1.0037 | -2.0474 | 0 | 0 | Dalslunde | Scenario_2 | outage_line_15
1.0037 | -2.0451 | 0 | 0 | Osterlars | Scenario_2 | outage_line_15
1.0054 | -1.8562 | 0 | 0 | Olsker | Scenario_2 | outage_line_15
1.0035 | -2.0632 | 0 | 0 | Gudhjem | Scenario_2 | outage_line_15
|  | 0 | 0 | Viadukten A | Scenario_2 | outage_line_15
|  | 0 | 0 | Viadukten B | Scenario_2 | outage_line_15
|  | 0 | 0 | Ronne Syd | Scenario_2 | outage_line_15
|  | 0 | 0 | Vaerket A | Scenario_2 | outage_line_15
|  | 0 | 0 | Vaerket B | Scenario_2 | outage_line_15
|  | 0 | 0 | Vesthavnen | Scenario_2 | outage_line_15
|  | 0 | 0 | Auxiliary bus Viadukten 1 | Scenario_2 | outage_line_15
|  | 0 | 0 | Auxiliary bus Viadukten 2 | Scenario_2 | outage_line_15
|  | 0 | 0 | Auxiliary bus Viadukten 3 | Scenario_2 | outage_line_15
1.0148 | -0.97825 | 0 | 0 | BOR HAS split 1 | Scenario_2 | outage_line_15
1.0149 | -0.99254 | 0 | 0 | BOR HAS split 2 | Scenario_2 | outage_line_15
1.0127 | -0.76028 | 0 | 0 | Borrby | Scenario_2 | outage_line_15
0.91 | 0 | -6.6282 | 8.6747 | Tomelilla | Scenario_2 | outage_line_15
|  | 0 | 0 | Vaerket Blok 6 | Scenario_2 | outage_line_15
|  | 0 | 0 | Vaerket Blok 5 | Scenario_2 | outage_line_15
|  | 0 | 0 | Vaerket Diesler | Scenario_2 | outage_line_15
|  | 0 | 0 | Vaer N | Scenario_2 | outage_line_15
|  | 0 | 0 | Dampværk A | Scenario_2 | outage_line_15
|  | 0 | 0 | Dampværk B | Scenario_2 | outage_line_15
|  | 0 | 0 | Aux bus trafo DMP | Scenario_2 | outage_line_15
|  | 0 | 0 | Aux bus trafo DMP 2 | Scenario_2 | outage_line_15
|  | 0 | 0 | Snorrebakken 10 kV | Scenario_2 | outage_line_15
1.0083 | -1.6924 | 0 | 0 | Aux bus trafo HASLE | Scenario_2 | outage_line_15
1.0083 | -1.6924 | 0 | 0 | Aux bus trafo HASLE | Scenario_2 | outage_line_15
1.0494 | -2.5393 | 1.7245 | 0.60885 | Hasle 10 kV | Scenario_2 | outage_line_15
1.0021 | -3.2208 | 1.4358 | 0.10607 | Olsker 10 kV | Scenario_2 | outage_line_15
1.0465 | -2.5288 | 1.5669 | 0.75479 | Østerlars 10 kV | Scenario_2 | outage_line_15
|  | 0 | 0 | Åkirkeby 10 kV | Scenario_2 | outage_line_15
|  | 0 | 0 | Nexø 10 kV | Scenario_2 | outage_line_15
1 | 0 | -7.3771e-07 | -0.054657 | Bodilsker 10 kV | Scenario_2 | outage_line_15
|  | 0 | 0 | Rønne Syd 10 kV | Scenario_2 | outage_line_15
1.0358 | -2.2835 | 1.042 | 1.8048 | Allinge 10 kV | Scenario_2 | outage_line_15
|  | 0 | 0 | Svaneke 10 kV | Scenario_2 | outage_line_15
|  | 0 | 0 | Viadukten 10 kV | Scenario_2 | outage_line_15
|  | 0 | 0 | Auxiliary bus Viadukten 4 | Scenario_2 | outage_line_15
|  | 0 | 0 | Rønne Nord 10 kV | Scenario_2 | outage_line_15
|  | 0 | 0 | Poulsker 10 kV | Scenario_2 | outage_line_15
|  | 0 | 0 | Vesthavnen 10 kV | Scenario_2 | outage_line_15
1.0003 | -2.6989 | 0.68932 | 0.15004 | Gudhjem 10 kV | Scenario_2 | outage_line_15
1.0079 | -1.6807 | 0 | 0 | Hasle A | Scenario_2 | outage_line_16
|  | 0 | 0 | Hasle B | Scenario_2 | outage_line_16
|  | 0 | 0 | Snorrebakken | Scenario_2 | outage_line_16
|  | 0 | 0 | Olsker | Scenario_2 | outage_line_16
|  | 0 | 0 | Ronne Nord | Scenario_2 | outage_line_16
1.0082 | -1.6709 | 0 | 0 | BOR-HAS split 3 | Scenario_2 | outage_line_16
1.0044 | -1.8296 | 0 | 0 | Allinge | Scenario_2 | outage_line_16
|  | 0 | 0 | Svaneke | Scenario_2 | outage_line_16
|  | 0 | 0 | Nexo | Scenario_2 | outage_line_16
0.95433 | 0.00077332 | 0 | 0 | Bodilsker | Scenario_2 | outage_line_16
|  | 0 | 0 | Poulsker | Scenario_2 | outage_line_16
|  | 0 | 0 | Aakirkeby | Scenario_2 | outage_line_16
|  | 0 | 0 | Dalslunde | Scenario_2 | outage_line_16
1.003 | -2.0245 | 0 | 0 | Osterlars | Scenario_2 | outage_line_16
1.0049 | -1.8414 | 0 | 0 | Olsker | Scenario_2 | outage_line_16
1.0029 | -2.0426 | 0 | 0 | Gudhjem | Scenario_2 | outage_line_16
|  | 0 | 0 | Viadukten A | Scenario_2 | outage_line_16
|  | 0 | 0 | Viadukten B | Scenario_2 | outage_line_16
|  | 0 | 0 | Ronne Syd | Scenario_2 | outage_line_16
|  | 0 | 0 | Vaerket A | Scenario_2 | outage_line_16
|  | 0 | 0 | Vaerket B | Scenario_2 | outage_line_16
|  | 0 | 0 | Vesthavnen | Scenario_2 | outage_line_16
|  | 0 | 0 | Auxiliary bus Viadukten 1 | Scenario_2 | outage_line_16
|  | 0 | 0 | Auxiliary bus Viadukten 2 | Scenario_2 | outage_line_16
|  | 0 | 0 | Auxiliary bus Viadukten 3 | Scenario_2 | outage_line_16
1.0146 | -0.97658 | 0 | 0 | BOR HAS split 1 | Scenario_2 | outage_line_16
1.0146 | -0.99076 | 0 | 0 | BOR HAS split 2 | Scenario_2 | outage_line_16
1.0125 | -0.75965 | 0 | 0 | Borrby | Scenario_2 | outage_line_16
0.91 | 0 | -6.6266 | 8.5589 | Tomelilla | Scenario_2 | outage_line_16
|  | 0 | 0 | Vaerket Blok 6 | Scenario_2 | outage_line_16
|  | 0 | 0 | Vaerket Blok 5 | Scenario_2 | outage_line_16
|  | 0 | 0 | Vaerket Diesler | Scenario_2 | outage_line_16
|  | 0 | 0 | Vaer N | Scenario_2 | outage_line_16
|  | 0 | 0 | Dampværk A | Scenario_2 | outage_line_16
|  | 0 | 0 | Dampværk B | Scenario_2 | outage_line_16
|  | 0 | 0 | Aux bus trafo DMP | Scenario_2 | outage_line_16
|  | 0 | 0 | Aux bus trafo DMP 2 | Scenario_2 | outage_line_16
|  | 0 | 0 | Snorrebakken 10 kV | Scenario_2 | outage_line_16
1.0079 | -1.6807 | 0 | 0 | Aux bus trafo HASLE | Scenario_2 | outage_line_16
1.0079 | -1.6807 | 0 | 0 | Aux bus trafo HASLE | Scenario_2 | outage_line_16
1.0489 | -2.5282 | 1.7245 | 0.60885 | Hasle 10 kV | Scenario_2 | outage_line_16
1.0017 | -3.2074 | 1.4358 | 0.10607 | Olsker 10 kV | Scenario_2 | outage_line_16
1.0459 | -2.5088 | 1.5669 | 0.75479 | Østerlars 10 kV | Scenario_2 | outage_line_16
|  | 0 | 0 | Åkirkeby 10 kV | Scenario_2 | outage_line_16
|  | 0 | 0 | Nexø 10 kV | Scenario_2 | outage_line_16
1 | 0 | -7.3771e-07 | -0.054657 | Bodilsker 10 kV | Scenario_2 | outage_line_16
|  | 0 | 0 | Rønne Syd 10 kV | Scenario_2 | outage_line_16
1.0353 | -2.2691 | 1.042 | 1.8048 | Allinge 10 kV | Scenario_2 | outage_line_16
|  | 0 | 0 | Svaneke 10 kV | Scenario_2 | outage_line_16
|  | 0 | 0 | Viadukten 10 kV | Scenario_2 | outage_line_16
|  | 0 | 0 | Auxiliary bus Viadukten 4 | Scenario_2 | outage_line_16
|  | 0 | 0 | Rønne Nord 10 kV | Scenario_2 | outage_line_16
|  | 0 | 0 | Poulsker 10 kV | Scenario_2 | outage_line_16
|  | 0 | 0 | Vesthavnen 10 kV | Scenario_2 | outage_line_16
0.9997 | -2.6791 | 0.68932 | 0.15004 | Gudhjem 10 kV | Scenario_2 | outage_line_16
1.0059 | -1.4436 | 0 | 0 | Hasle A | Scenario_2 | outage_line_17
|  | 0 | 0 | Hasle B | Scenario_2 | outage_line_17
|  | 0 | 0 | Snorrebakken | Scenario_2 | outage_line_17
|  | 0 | 0 | Olsker | Scenario_2 | outage_line_17
|  | 0 | 0 | Ronne Nord | Scenario_2 | outage_line_17
1.0061 | -1.4372 | 0 | 0 | BOR-HAS split 3 | Scenario_2 | outage_line_17
1.002 | -1.5382 | 0 | 0 | Allinge | Scenario_2 | outage_line_17
|  | 0 | 0 | Svaneke | Scenario_2 | outage_line_17
|  | 0 | 0 | Nexo | Scenario_2 | outage_line_17
0.95433 | 0.00077332 | 0 | 0 | Bodilsker | Scenario_2 | outage_line_17
|  | 0 | 0 | Poulsker | Scenario_2 | outage_line_17
|  | 0 | 0 | Aakirkeby | Scenario_2 | outage_line_17
|  | 0 | 0 | Dalslunde | Scenario_2 | outage_line_17
0.99996 | -1.6286 | 0 | 0 | Osterlars | Scenario_2 | outage_line_17
1.0025 | -1.5501 | 0 | 0 | Olsker | Scenario_2 | outage_line_17
|  | 0 | 0 | Gudhjem | Scenario_2 | outage_line_17
|  | 0 | 0 | Viadukten A | Scenario_2 | outage_line_17
|  | 0 | 0 | Viadukten B | Scenario_2 | outage_line_17
|  | 0 | 0 | Ronne Syd | Scenario_2 | outage_line_17
|  | 0 | 0 | Vaerket A | Scenario_2 | outage_line_17
|  | 0 | 0 | Vaerket B | Scenario_2 | outage_line_17
|  | 0 | 0 | Vesthavnen | Scenario_2 | outage_line_17
|  | 0 | 0 | Auxiliary bus Viadukten 1 | Scenario_2 | outage_line_17
|  | 0 | 0 | Auxiliary bus Viadukten 2 | Scenario_2 | outage_line_17
|  | 0 | 0 | Auxiliary bus Viadukten 3 | Scenario_2 | outage_line_17
1.0126 | -0.87115 | 0 | 0 | BOR HAS split 1 | Scenario_2 | outage_line_17
1.0126 | -0.8837 | 0 | 0 | BOR HAS split 2 | Scenario_2 | outage_line_17
1.0108 | -0.67791 | 0 | 0 | Borrby | Scenario_2 | outage_line_17
0.91 | 0 | -5.9055 | 7.6102 | Tomelilla | Scenario_2 | outage_line_17
|  | 0 | 0 | Vaerket Blok 6 | Scenario_2 | outage_line_17
|  | 0 | 0 | Vaerket Blok 5 | Scenario_2 | outage_line_17
|  | 0 | 0 | Vaerket Diesler | Scenario_2 | outage_line_17
|  | 0 | 0 | Vaer N | Scenario_2 | outage_line_17
|  | 0 | 0 | Dampværk A | Scenario_2 | outage_line_17
|  | 0 | 0 | Dampværk B | Scenario_2 | outage_line_17
|  | 0 | 0 | Aux bus trafo DMP | Scenario_2 | outage_line_17
|  | 0 | 0 | Aux bus trafo DMP 2 | Scenario_2 | outage_line_17
|  | 0 | 0 | Snorrebakken 10 kV | Scenario_2 | outage_line_17
1.0059 | -1.4436 | 0 | 0 | Aux bus trafo HASLE | Scenario_2 | outage_line_17
1.0059 | -1.4436 | 0 | 0 | Aux bus trafo HASLE | Scenario_2 | outage_line_17
1.0468 | -2.2947 | 1.7245 | 0.60885 | Hasle 10 kV | Scenario_2 | outage_line_17
0.99925 | -2.9227 | 1.4358 | 0.10607 | Olsker 10 kV | Scenario_2 | outage_line_17
1.0426 | -2.116 | 1.5669 | 0.75479 | Østerlars 10 kV | Scenario_2 | outage_line_17
|  | 0 | 0 | Åkirkeby 10 kV | Scenario_2 | outage_line_17
|  | 0 | 0 | Nexø 10 kV | Scenario_2 | outage_line_17
1 | 0 | -7.3771e-07 | -0.054657 | Bodilsker 10 kV | Scenario_2 | outage_line_17
|  | 0 | 0 | Rønne Syd 10 kV | Scenario_2 | outage_line_17
1.0327 | -1.9799 | 1.042 | 1.8048 | Allinge 10 kV | Scenario_2 | outage_line_17
|  | 0 | 0 | Svaneke 10 kV | Scenario_2 | outage_line_17
|  | 0 | 0 | Viadukten 10 kV | Scenario_2 | outage_line_17
|  | 0 | 0 | Auxiliary bus Viadukten 4 | Scenario_2 | outage_line_17
|  | 0 | 0 | Rønne Nord 10 kV | Scenario_2 | outage_line_17
|  | 0 | 0 | Poulsker 10 kV | Scenario_2 | outage_line_17
|  | 0 | 0 | Vesthavnen 10 kV | Scenario_2 | outage_line_17
|  | 0 | 0 | Gudhjem 10 kV | Scenario_2 | outage_line_17
1.0115 | -1.2112 | 0 | 0 | Hasle A | Scenario_2 | outage_line_18
|  | 0 | 0 | Hasle B | Scenario_2 | outage_line_18
|  | 0 | 0 | Snorrebakken | Scenario_2 | outage_line_18
|  | 0 | 0 | Olsker | Scenario_2 | outage_line_18
|  | 0 | 0 | Ronne Nord | Scenario_2 | outage_line_18
1.0118 | -1.2064 | 0 | 0 | BOR-HAS split 3 | Scenario_2 | outage_line_18
1.009 | -1.2626 | 0 | 0 | Allinge | Scenario_2 | outage_line_18
|  | 0 | 0 | Svaneke | Scenario_2 | outage_line_18
|  | 0 | 0 | Nexo | Scenario_2 | outage_line_18
0.95433 | 0.00077332 | 0 | 0 | Bodilsker | Scenario_2 | outage_line_18
|  | 0 | 0 | Poulsker | Scenario_2 | outage_line_18
|  | 0 | 0 | Aakirkeby | Scenario_2 | outage_line_18
|  | 0 | 0 | Dalslunde | Scenario_2 | outage_line_18
|  | 0 | 0 | Osterlars | Scenario_2 | outage_line_18
1.0095 | -1.2743 | 0 | 0 | Olsker | Scenario_2 | outage_line_18
|  | 0 | 0 | Gudhjem | Scenario_2 | outage_line_18
|  | 0 | 0 | Viadukten A | Scenario_2 | outage_line_18
|  | 0 | 0 | Viadukten B | Scenario_2 | outage_line_18
|  | 0 | 0 | Ronne Syd | Scenario_2 | outage_line_18
|  | 0 | 0 | Vaerket A | Scenario_2 | outage_line_18
|  | 0 | 0 | Vaerket B | Scenario_2 | outage_line_18
|  | 0 | 0 | Vesthavnen | Scenario_2 | outage_line_18
|  | 0 | 0 | Auxiliary bus Viadukten 1 | Scenario_2 | outage_line_18
|  | 0 | 0 | Auxiliary bus Viadukten 2 | Scenario_2 | outage_line_18
|  | 0 | 0 | Auxiliary bus Viadukten 3 | Scenario_2 | outage_line_18
1.0148 | -0.6756 | 0 | 0 | BOR HAS split 1 | Scenario_2 | outage_line_18
1.0149 | -0.68735 | 0 | 0 | BOR HAS split 2 | Scenario_2 | outage_line_18
1.0125 | -0.50904 | 0 | 0 | Borrby | Scenario_2 | outage_line_18
0.91 | 0 | -4.3092 | 8.44 | Tomelilla | Scenario_2 | outage_line_18
|  | 0 | 0 | Vaerket Blok 6 | Scenario_2 | outage_line_18
|  | 0 | 0 | Vaerket Blok 5 | Scenario_2 | outage_line_18
|  | 0 | 0 | Vaerket Diesler | Scenario_2 | outage_line_18
|  | 0 | 0 | Vaer N | Scenario_2 | outage_line_18
|  | 0 | 0 | Dampværk A | Scenario_2 | outage_line_18
|  | 0 | 0 | Dampværk B | Scenario_2 | outage_line_18
|  | 0 | 0 | Aux bus trafo DMP | Scenario_2 | outage_line_18
|  | 0 | 0 | Aux bus trafo DMP 2 | Scenario_2 | outage_line_18
|  | 0 | 0 | Snorrebakken 10 kV | Scenario_2 | outage_line_18
1.0115 | -1.2112 | 0 | 0 | Aux bus trafo HASLE | Scenario_2 | outage_line_18
1.0115 | -1.2112 | 0 | 0 | Aux bus trafo HASLE | Scenario_2 | outage_line_18
1.0528 | -2.0526 | 1.7245 | 0.60885 | Hasle 10 kV | Scenario_2 | outage_line_18
1.0063 | -2.6279 | 1.4358 | 0.10607 | Olsker 10 kV | Scenario_2 | outage_line_18
|  | 0 | 0 | Østerlars 10 kV | Scenario_2 | outage_line_18
|  | 0 | 0 | Åkirkeby 10 kV | Scenario_2 | outage_line_18
|  | 0 | 0 | Nexø 10 kV | Scenario_2 | outage_line_18
1 | 0 | -7.3771e-07 | -0.054657 | Bodilsker 10 kV | Scenario_2 | outage_line_18
|  | 0 | 0 | Rønne Syd 10 kV | Scenario_2 | outage_line_18
1.0401 | -1.6981 | 1.042 | 1.8048 | Allinge 10 kV | Scenario_2 | outage_line_18
|  | 0 | 0 | Svaneke 10 kV | Scenario_2 | outage_line_18
|  | 0 | 0 | Viadukten 10 kV | Scenario_2 | outage_line_18
|  | 0 | 0 | Auxiliary bus Viadukten 4 | Scenario_2 | outage_line_18
|  | 0 | 0 | Rønne Nord 10 kV | Scenario_2 | outage_line_18
|  | 0 | 0 | Poulsker 10 kV | Scenario_2 | outage_line_18
|  | 0 | 0 | Vesthavnen 10 kV | Scenario_2 | outage_line_18
|  | 0 | 0 | Gudhjem 10 kV | Scenario_2 | outage_line_18
1.0175 | -1.1259 | 0 | 0 | Hasle A | Scenario_2 | outage_line_19
|  | 0 | 0 | Hasle B | Scenario_2 | outage_line_19
|  | 0 | 0 | Snorrebakken | Scenario_2 | outage_line_19
|  | 0 | 0 | Olsker | Scenario_2 | outage_line_19
|  | 0 | 0 | Ronne Nord | Scenario_2 | outage_line_19
1.0177 | -1.1209 | 0 | 0 | BOR-HAS split 3 | Scenario_2 | outage_line_19
|  | 0 | 0 | Allinge | Scenario_2 | outage_line_19
|  | 0 | 0 | Svaneke | Scenario_2 | outage_line_19
|  | 0 | 0 | Nexo | Scenario_2 | outage_line_19
0.95433 | 0.00077332 | 0 | 0 | Bodilsker | Scenario_2 | outage_line_19
|  | 0 | 0 | Poulsker | Scenario_2 | outage_line_19
|  | 0 | 0 | Aakirkeby | Scenario_2 | outage_line_19
|  | 0 | 0 | Dalslunde | Scenario_2 | outage_line_19
|  | 0 | 0 | Osterlars | Scenario_2 | outage_line_19
1.0168 | -1.1784 | 0 | 0 | Olsker | Scenario_2 | outage_line_19
|  | 0 | 0 | Gudhjem | Scenario_2 | outage_line_19
|  | 0 | 0 | Viadukten A | Scenario_2 | outage_line_19
|  | 0 | 0 | Viadukten B | Scenario_2 | outage_line_19
|  | 0 | 0 | Ronne Syd | Scenario_2 | outage_line_19
|  | 0 | 0 | Vaerket A | Scenario_2 | outage_line_19
|  | 0 | 0 | Vaerket B | Scenario_2 | outage_line_19
|  | 0 | 0 | Vesthavnen | Scenario_2 | outage_line_19
|  | 0 | 0 | Auxiliary bus Viadukten 1 | Scenario_2 | outage_line_19
|  | 0 | 0 | Auxiliary bus Viadukten 2 | Scenario_2 | outage_line_19
|  | 0 | 0 | Auxiliary bus Viadukten 3 | Scenario_2 | outage_line_19
1.0178 | -0.55706 | 0 | 0 | BOR HAS split 1 | Scenario_2 | outage_line_19
1.0179 | -0.56894 | 0 | 0 | BOR HAS split 2 | Scenario_2 | outage_line_19
1.0148 | -0.40195 | 0 | 0 | Borrby | Scenario_2 | outage_line_19
0.91 | 0 | -3.2651 | 9.6371 | Tomelilla | Scenario_2 | outage_line_19
|  | 0 | 0 | Vaerket Blok 6 | Scenario_2 | outage_line_19
|  | 0 | 0 | Vaerket Blok 5 | Scenario_2 | outage_line_19
|  | 0 | 0 | Vaerket Diesler | Scenario_2 | outage_line_19
|  | 0 | 0 | Vaer N | Scenario_2 | outage_line_19
|  | 0 | 0 | Dampværk A | Scenario_2 | outage_line_19
|  | 0 | 0 | Dampværk B | Scenario_2 | outage_line_19
|  | 0 | 0 | Aux bus trafo DMP | Scenario_2 | outage_line_19
|  | 0 | 0 | Aux bus trafo DMP 2 | Scenario_2 | outage_line_19
|  | 0 | 0 | Snorrebakken 10 kV | Scenario_2 | outage_line_19
1.0175 | -1.1259 | 0 | 0 | Aux bus trafo HASLE | Scenario_2 | outage_line_19
1.0175 | -1.1259 | 0 | 0 | Aux bus trafo HASLE | Scenario_2 | outage_line_19
1.0591 | -1.9573 | 1.7245 | 0.60885 | Hasle 10 kV | Scenario_2 | outage_line_19
1.0136 | -2.5125 | 1.4358 | 0.10607 | Olsker 10 kV | Scenario_2 | outage_line_19
|  | 0 | 0 | Østerlars 10 kV | Scenario_2 | outage_line_19
|  | 0 | 0 | Åkirkeby 10 kV | Scenario_2 | outage_line_19
|  | 0 | 0 | Nexø 10 kV | Scenario_2 | outage_line_19
1 | 0 | -7.3771e-07 | -0.054657 | Bodilsker 10 kV | Scenario_2 | outage_line_19
|  | 0 | 0 | Rønne Syd 10 kV | Scenario_2 | outage_line_19
|  | 0 | 0 | Allinge 10 kV | Scenario_2 | outage_line_19
|  | 0 | 0 | Svaneke 10 kV | Scenario_2 | outage_line_19
|  | 0 | 0 | Viadukten 10 kV | Scenario_2 | outage_line_19
|  | 0 | 0 | Auxiliary bus Viadukten 4 | Scenario_2 | outage_line_19
|  | 0 | 0 | Rønne Nord 10 kV | Scenario_2 | outage_line_19
|  | 0 | 0 | Poulsker 10 kV | Scenario_2 | outage_line_19
|  | 0 | 0 | Vesthavnen 10 kV | Scenario_2 | outage_line_19
|  | 0 | 0 | Gudhjem 10 kV | Scenario_2 | outage_line_19
1.0206 | -0.85739 | 0 | 0 | Hasle A | Scenario_2 | outage_line_20
|  | 0 | 0 | Hasle B | Scenario_2 | outage_line_20
|  | 0 | 0 | Snorrebakken | Scenario_2 | outage_line_20
|  | 0 | 0 | Olsker | Scenario_2 | outage_line_20
|  | 0 | 0 | Ronne Nord | Scenario_2 | outage_line_20
1.0207 | -0.85508 | 0 | 0 | BOR-HAS split 3 | Scenario_2 | outage_line_20
|  | 0 | 0 | Allinge | Scenario_2 | outage_line_20
|  | 0 | 0 | Svaneke | Scenario_2 | outage_line_20
|  | 0 | 0 | Nexo | Scenario_2 | outage_line_20
0.95433 | 0.00077332 | 0 | 0 | Bodilsker | Scenario_2 | outage_line_20
|  | 0 | 0 | Poulsker | Scenario_2 | outage_line_20
|  | 0 | 0 | Aakirkeby | Scenario_2 | outage_line_20
|  | 0 | 0 | Dalslunde | Scenario_2 | outage_line_20
|  | 0 | 0 | Osterlars | Scenario_2 | outage_line_20
|  | 0 | 0 | Olsker | Scenario_2 | outage_line_20
|  | 0 | 0 | Gudhjem | Scenario_2 | outage_line_20
|  | 0 | 0 | Viadukten A | Scenario_2 | outage_line_20
|  | 0 | 0 | Viadukten B | Scenario_2 | outage_line_20
|  | 0 | 0 | Ronne Syd | Scenario_2 | outage_line_20
|  | 0 | 0 | Vaerket A | Scenario_2 | outage_line_20
|  | 0 | 0 | Vaerket B | Scenario_2 | outage_line_20
|  | 0 | 0 | Vesthavnen | Scenario_2 | outage_line_20
|  | 0 | 0 | Auxiliary bus Viadukten 1 | Scenario_2 | outage_line_20
|  | 0 | 0 | Auxiliary bus Viadukten 2 | Scenario_2 | outage_line_20
|  | 0 | 0 | Auxiliary bus Viadukten 3 | Scenario_2 | outage_line_20
1.0185 | -0.37253 | 0 | 0 | BOR HAS split 1 | Scenario_2 | outage_line_20
1.0186 | -0.38313 | 0 | 0 | BOR HAS split 2 | Scenario_2 | outage_line_20
1.0152 | -0.24668 | 0 | 0 | Borrby | Scenario_2 | outage_line_20
0.91 | 0 | -1.8163 | 9.7767 | Tomelilla | Scenario_2 | outage_line_20
|  | 0 | 0 | Vaerket Blok 6 | Scenario_2 | outage_line_20
|  | 0 | 0 | Vaerket Blok 5 | Scenario_2 | outage_line_20
|  | 0 | 0 | Vaerket Diesler | Scenario_2 | outage_line_20
|  | 0 | 0 | Vaer N | Scenario_2 | outage_line_20
|  | 0 | 0 | Dampværk A | Scenario_2 | outage_line_20
|  | 0 | 0 | Dampværk B | Scenario_2 | outage_line_20
|  | 0 | 0 | Aux bus trafo DMP | Scenario_2 | outage_line_20
|  | 0 | 0 | Aux bus trafo DMP 2 | Scenario_2 | outage_line_20
|  | 0 | 0 | Snorrebakken 10 kV | Scenario_2 | outage_line_20
1.0206 | -0.85739 | 0 | 0 | Aux bus trafo HASLE | Scenario_2 | outage_line_20
1.0206 | -0.85739 | 0 | 0 | Aux bus trafo HASLE | Scenario_2 | outage_line_20
1.0623 | -1.6838 | 1.7245 | 0.60885 | Hasle 10 kV | Scenario_2 | outage_line_20
|  | 0 | 0 | Olsker 10 kV | Scenario_2 | outage_line_20
|  | 0 | 0 | Østerlars 10 kV | Scenario_2 | outage_line_20
|  | 0 | 0 | Åkirkeby 10 kV | Scenario_2 | outage_line_20
|  | 0 | 0 | Nexø 10 kV | Scenario_2 | outage_line_20
1 | 0 | -7.3771e-07 | -0.054657 | Bodilsker 10 kV | Scenario_2 | outage_line_20
|  | 0 | 0 | Rønne Syd 10 kV | Scenario_2 | outage_line_20
|  | 0 | 0 | Allinge 10 kV | Scenario_2 | outage_line_20
|  | 0 | 0 | Svaneke 10 kV | Scenario_2 | outage_line_20
|  | 0 | 0 | Viadukten 10 kV | Scenario_2 | outage_line_20
|  | 0 | 0 | Auxiliary bus Viadukten 4 | Scenario_2 | outage_line_20
|  | 0 | 0 | Rønne Nord 10 kV | Scenario_2 | outage_line_20
|  | 0 | 0 | Poulsker 10 kV | Scenario_2 | outage_line_20
|  | 0 | 0 | Vesthavnen 10 kV | Scenario_2 | outage_line_20
|  | 0 | 0 | Gudhjem 10 kV | Scenario_2 | outage_line_20
|  | 0 | 0 | Hasle A | Scenario_2 | outage_line_21
|  | 0 | 0 | Hasle B | Scenario_2 | outage_line_21
|  | 0 | 0 | Snorrebakken | Scenario_2 | outage_line_21
|  | 0 | 0 | Olsker | Scenario_2 | outage_line_21
|  | 0 | 0 | Ronne Nord | Scenario_2 | outage_line_21
1.025 | -0.56174 | 0 | 0 | BOR-HAS split 3 | Scenario_2 | outage_line_21
|  | 0 | 0 | Allinge | Scenario_2 | outage_line_21
|  | 0 | 0 | Svaneke | Scenario_2 | outage_line_21
|  | 0 | 0 | Nexo | Scenario_2 | outage_line_21
0.95433 | 0.00077332 | 0 | 0 | Bodilsker | Scenario_2 | outage_line_21
|  | 0 | 0 | Poulsker | Scenario_2 | outage_line_21
|  | 0 | 0 | Aakirkeby | Scenario_2 | outage_line_21
|  | 0 | 0 | Dalslunde | Scenario_2 | outage_line_21
|  | 0 | 0 | Osterlars | Scenario_2 | outage_line_21
|  | 0 | 0 | Olsker | Scenario_2 | outage_line_21
|  | 0 | 0 | Gudhjem | Scenario_2 | outage_line_21
|  | 0 | 0 | Viadukten A | Scenario_2 | outage_line_21
|  | 0 | 0 | Viadukten B | Scenario_2 | outage_line_21
|  | 0 | 0 | Ronne Syd | Scenario_2 | outage_line_21
|  | 0 | 0 | Vaerket A | Scenario_2 | outage_line_21
|  | 0 | 0 | Vaerket B | Scenario_2 | outage_line_21
|  | 0 | 0 | Vesthavnen | Scenario_2 | outage_line_21
|  | 0 | 0 | Auxiliary bus Viadukten 1 | Scenario_2 | outage_line_21
|  | 0 | 0 | Auxiliary bus Viadukten 2 | Scenario_2 | outage_line_21
|  | 0 | 0 | Auxiliary bus Viadukten 3 | Scenario_2 | outage_line_21
1.0198 | -0.15625 | 0 | 0 | BOR HAS split 1 | Scenario_2 | outage_line_21
1.02 | -0.16554 | 0 | 0 | BOR HAS split 2 | Scenario_2 | outage_line_21
1.0161 | -0.063106 | 0 | 0 | Borrby | Scenario_2 | outage_line_21
0.91 | 0 | -0.091414 | 10.1561 | Tomelilla | Scenario_2 | outage_line_21
|  | 0 | 0 | Vaerket Blok 6 | Scenario_2 | outage_line_21
|  | 0 | 0 | Vaerket Blok 5 | Scenario_2 | outage_line_21
|  | 0 | 0 | Vaerket Diesler | Scenario_2 | outage_line_21
|  | 0 | 0 | Vaer N | Scenario_2 | outage_line_21
|  | 0 | 0 | Dampværk A | Scenario_2 | outage_line_21
|  | 0 | 0 | Dampværk B | Scenario_2 | outage_line_21
|  | 0 | 0 | Aux bus trafo DMP | Scenario_2 | outage_line_21
|  | 0 | 0 | Aux bus trafo DMP 2 | Scenario_2 | outage_line_21
|  | 0 | 0 | Snorrebakken 10 kV | Scenario_2 | outage_line_21
|  | 0 | 0 | Aux bus trafo HASLE | Scenario_2 | outage_line_21
|  | 0 | 0 | Aux bus trafo HASLE | Scenario_2 | outage_line_21
|  | 0 | 0 | Hasle 10 kV | Scenario_2 | outage_line_21
|  | 0 | 0 | Olsker 10 kV | Scenario_2 | outage_line_21
|  | 0 | 0 | Østerlars 10 kV | Scenario_2 | outage_line_21
|  | 0 | 0 | Åkirkeby 10 kV | Scenario_2 | outage_line_21
|  | 0 | 0 | Nexø 10 kV | Scenario_2 | outage_line_21
1 | 0 | -7.3769e-07 | -0.054657 | Bodilsker 10 kV | Scenario_2 | outage_line_21
|  | 0 | 0 | Rønne Syd 10 kV | Scenario_2 | outage_line_21
|  | 0 | 0 | Allinge 10 kV | Scenario_2 | outage_line_21
|  | 0 | 0 | Svaneke 10 kV | Scenario_2 | outage_line_21
|  | 0 | 0 | Viadukten 10 kV | Scenario_2 | outage_line_21
|  | 0 | 0 | Auxiliary bus Viadukten 4 | Scenario_2 | outage_line_21
|  | 0 | 0 | Rønne Nord 10 kV | Scenario_2 | outage_line_21
|  | 0 | 0 | Poulsker 10 kV | Scenario_2 | outage_line_21
|  | 0 | 0 | Vesthavnen 10 kV | Scenario_2 | outage_line_21
|  | 0 | 0 | Gudhjem 10 kV | Scenario_2 | outage_line_21
|  | 0 | 0 | Hasle A | Scenario_2 | outage_line_22
|  | 0 | 0 | Hasle B | Scenario_2 | outage_line_22
|  | 0 | 0 | Snorrebakken | Scenario_2 | outage_line_22
|  | 0 | 0 | Olsker | Scenario_2 | outage_line_22
|  | 0 | 0 | Ronne Nord | Scenario_2 | outage_line_22
|  | 0 | 0 | BOR-HAS split 3 | Scenario_2 | outage_line_22
|  | 0 | 0 | Allinge | Scenario_2 | outage_line_22
|  | 0 | 0 | Svaneke | Scenario_2 | outage_line_22
|  | 0 | 0 | Nexo | Scenario_2 | outage_line_22
0.95433 | 0.00077332 | 0 | 0 | Bodilsker | Scenario_2 | outage_line_22
|  | 0 | 0 | Poulsker | Scenario_2 | outage_line_22
|  | 0 | 0 | Aakirkeby | Scenario_2 | outage_line_22
|  | 0 | 0 | Dalslunde | Scenario_2 | outage_line_22
|  | 0 | 0 | Osterlars | Scenario_2 | outage_line_22
|  | 0 | 0 | Olsker | Scenario_2 | outage_line_22
|  | 0 | 0 | Gudhjem | Scenario_2 | outage_line_22
|  | 0 | 0 | Viadukten A | Scenario_2 | outage_line_22
|  | 0 | 0 | Viadukten B | Scenario_2 | outage_line_22
|  | 0 | 0 | Ronne Syd | Scenario_2 | outage_line_22
|  | 0 | 0 | Vaerket A | Scenario_2 | outage_line_22
|  | 0 | 0 | Vaerket B | Scenario_2 | outage_line_22
|  | 0 | 0 | Vesthavnen | Scenario_2 | outage_line_22
|  | 0 | 0 | Auxiliary bus Viadukten 1 | Scenario_2 | outage_line_22
|  | 0 | 0 | Auxiliary bus Viadukten 2 | Scenario_2 | outage_line_22
|  | 0 | 0 | Auxiliary bus Viadukten 3 | Scenario_2 | outage_line_22
0.99854 | -0.011111 | 0 | 0 | BOR HAS split 1 | Scenario_2 | outage_line_22
|  | 0 | 0 | BOR HAS split 2 | Scenario_2 | outage_line_22
0.99836 | -0.0065948 | 0 | 0 | Borrby | Scenario_2 | outage_line_22
0.91 | 0 | -0.031052 | 0.84544 | Tomelilla | Scenario_2 | outage_line_22
|  | 0 | 0 | Vaerket Blok 6 | Scenario_2 | outage_line_22
|  | 0 | 0 | Vaerket Blok 5 | Scenario_2 | outage_line_22
|  | 0 | 0 | Vaerket Diesler | Scenario_2 | outage_line_22
|  | 0 | 0 | Vaer N | Scenario_2 | outage_line_22
|  | 0 | 0 | Dampværk A | Scenario_2 | outage_line_22
|  | 0 | 0 | Dampværk B | Scenario_2 | outage_line_22
|  | 0 | 0 | Aux bus trafo DMP | Scenario_2 | outage_line_22
|  | 0 | 0 | Aux bus trafo DMP 2 | Scenario_2 | outage_line_22
|  | 0 | 0 | Snorrebakken 10 kV | Scenario_2 | outage_line_22
|  | 0 | 0 | Aux bus trafo HASLE | Scenario_2 | outage_line_22
|  | 0 | 0 | Aux bus trafo HASLE | Scenario_2 | outage_line_22
|  | 0 | 0 | Hasle 10 kV | Scenario_2 | outage_line_22
|  | 0 | 0 | Olsker 10 kV | Scenario_2 | outage_line_22
|  | 0 | 0 | Østerlars 10 kV | Scenario_2 | outage_line_22
|  | 0 | 0 | Åkirkeby 10 kV | Scenario_2 | outage_line_22
|  | 0 | 0 | Nexø 10 kV | Scenario_2 | outage_line_22
1 | 0 | -7.3769e-07 | -0.054657 | Bodilsker 10 kV | Scenario_2 | outage_line_22
|  | 0 | 0 | Rønne Syd 10 kV | Scenario_2 | outage_line_22
|  | 0 | 0 | Allinge 10 kV | Scenario_2 | outage_line_22
|  | 0 | 0 | Svaneke 10 kV | Scenario_2 | outage_line_22
|  | 0 | 0 | Viadukten 10 kV | Scenario_2 | outage_line_22
|  | 0 | 0 | Auxiliary bus Viadukten 4 | Scenario_2 | outage_line_22
|  | 0 | 0 | Rønne Nord 10 kV | Scenario_2 | outage_line_22
|  | 0 | 0 | Poulsker 10 kV | Scenario_2 | outage_line_22
|  | 0 | 0 | Vesthavnen 10 kV | Scenario_2 | outage_line_22
|  | 0 | 0 | Gudhjem 10 kV | Scenario_2 | outage_line_22
0.96835 | -1.9125 | 0 | 0 | Hasle A | Scenario_3 | outage_line_0
|  | 0 | 0 | Hasle B | Scenario_3 | outage_line_0
0.96383 | -1.8742 | 0 | 0 | Snorrebakken | Scenario_3 | outage_line_0
|  | 0 | 0 | Olsker | Scenario_3 | outage_line_0
0.96482 | -1.8713 | 0 | 0 | Ronne Nord | Scenario_3 | outage_line_0
0.96912 | -1.9079 | 0 | 0 | BOR-HAS split 3 | Scenario_3 | outage_line_0
0.96441 | -2.0323 | 0 | 0 | Allinge | Scenario_3 | outage_line_0
0.96298 | -2.1336 | 0 | 0 | Svaneke | Scenario_3 | outage_line_0
0.96305 | -2.1153 | 0 | 0 | Nexo | Scenario_3 | outage_line_0
0.96365 | -2.0712 | 0 | 0 | Bodilsker | Scenario_3 | outage_line_0
0.96319 | -2.0859 | 0 | 0 | Poulsker | Scenario_3 | outage_line_0
0.96313 | -1.9631 | 0 | 0 | Aakirkeby | Scenario_3 | outage_line_0
0.96347 | -2.1248 | 0 | 0 | Dalslunde | Scenario_3 | outage_line_0
0.96327 | -2.1766 | 0 | 0 | Osterlars | Scenario_3 | outage_line_0
0.965 | -2.0479 | 0 | 0 | Olsker | Scenario_3 | outage_line_0
0.96309 | -2.1953 | 0 | 0 | Gudhjem | Scenario_3 | outage_line_0
0.96429 | -1.8637 | 0 | 0 | Viadukten A | Scenario_3 | outage_line_0
|  | 0 | 0 | Viadukten B | Scenario_3 | outage_line_0
0.96399 | -1.8569 | 0 | 0 | Ronne Syd | Scenario_3 | outage_line_0
0.9642 | -1.8641 | 0 | 0 | Vaerket A | Scenario_3 | outage_line_0
|  | 0 | 0 | Vaerket B | Scenario_3 | outage_line_0
0.96447 | -1.8678 | 0 | 0 | Vesthavnen | Scenario_3 | outage_line_0
0.96429 | -1.8637 | 0 | 0 | Auxiliary bus Viadukten 1 | Scenario_3 | outage_line_0
0.96429 | -1.8637 | 0 | 0 | Auxiliary bus Viadukten 2 | Scenario_3 | outage_line_0
0.96429 | -1.8637 | 0 | 0 | Auxiliary bus Viadukten 3 | Scenario_3 | outage_line_0
0.99364 | -1.5807 | 0 | 0 | BOR HAS split 1 | Scenario_3 | outage_line_0
0.99341 | -1.5922 | 0 | 0 | BOR HAS split 2 | Scenario_3 | outage_line_0
0.99571 | -1.32 | 0 | 0 | Borrby | Scenario_3 | outage_line_0
0.91 | 0 | -12.0503 | -0.083899 | Tomelilla | Scenario_3 | outage_line_0
|  | 0 | 0 | Vaerket Blok 6 | Scenario_3 | outage_line_0
|  | 0 | 0 | Vaerket Blok 5 | Scenario_3 | outage_line_0
|  | 0 | 0 | Vaerket Diesler | Scenario_3 | outage_line_0
|  | 0 | 0 | Vaer N | Scenario_3 | outage_line_0
0.99736 | -1.8689 | 0 | 3.9789 | Dampværk A | Scenario_3 | outage_line_0
0.99736 | -1.8689 | 0 | 0 | Dampværk B | Scenario_3 | outage_line_0
0.99736 | -1.8689 | 0 | 0 | Aux bus trafo DMP | Scenario_3 | outage_line_0
0.99736 | -1.8689 | 0.16705 | 0 | Aux bus trafo DMP 2 | Scenario_3 | outage_line_0
1.0021 | -2.8202 | 1.8448 | 0.65132 | Snorrebakken 10 kV | Scenario_3 | outage_line_0
0.96835 | -1.9125 | 0 | 0 | Aux bus trafo HASLE | Scenario_3 | outage_line_0
0.96835 | -1.9125 | 0 | 0 | Aux bus trafo HASLE | Scenario_3 | outage_line_0
1.0067 | -2.8959 | 1.8448 | 0.65132 | Hasle 10 kV | Scenario_3 | outage_line_0
0.96157 | -3.5571 | 1.4623 | 0.10804 | Olsker 10 kV | Scenario_3 | outage_line_0
1.004 | -2.7057 | 1.5777 | 0.76002 | Østerlars 10 kV | Scenario_3 | outage_line_0
1.0049 | -2.0867 | 0.52118 | 0.90271 | Åkirkeby 10 kV | Scenario_3 | outage_line_0
1.0071 | -3.1739 | 2.1147 | 0.093342 | Nexø 10 kV | Scenario_3 | outage_line_0
1 | 0 | -4.4221 | 1.3391 | Bodilsker 10 kV | Scenario_3 | outage_line_0
0.96039 | -2.1011 | 0.84226 | 5.1483 | Rønne Syd 10 kV | Scenario_3 | outage_line_0
0.99039 | -2.5722 | 1.1751 | 2.0354 | Allinge 10 kV | Scenario_3 | outage_line_0
0.99633 | -2.7314 | 1.2373 | 1.262 | Svaneke 10 kV | Scenario_3 | outage_line_0
1.0014 | -2.1025 | 0.55471 | 0.96079 | Viadukten 10 kV | Scenario_3 | outage_line_0
0.96429 | -1.8637 | 0 | 0 | Auxiliary bus Viadukten 4 | Scenario_3 | outage_line_0
1.0019 | -2.1068 | 0.55033 | 0.95319 | Rønne Nord 10 kV | Scenario_3 | outage_line_0
1.0034 | -2.6932 | 1.2435 | 0.51868 | Poulsker 10 kV | Scenario_3 | outage_line_0
1.0072 | -1.9503 | 0.18847 | 0.32644 | Vesthavnen 10 kV | Scenario_3 | outage_line_0
0.95981 | -2.8847 | 0.68849 | 0.14986 | Gudhjem 10 kV | Scenario_3 | outage_line_0
0.96948 | -1.6108 | 0 | 0 | Hasle A | Scenario_3 | outage_line_1
|  | 0 | 0 | Hasle B | Scenario_3 | outage_line_1
|  | 0 | 0 | Snorrebakken | Scenario_3 | outage_line_1
|  | 0 | 0 | Olsker | Scenario_3 | outage_line_1
0.96622 | -1.5418 | 0 | 0 | Ronne Nord | Scenario_3 | outage_line_1
0.97021 | -1.6097 | 0 | 0 | BOR-HAS split 3 | Scenario_3 | outage_line_1
0.96545 | -1.7364 | 0 | 0 | Allinge | Scenario_3 | outage_line_1
0.9637 | -1.8587 | 0 | 0 | Svaneke | Scenario_3 | outage_line_1
0.96374 | -1.8415 | 0 | 0 | Nexo | Scenario_3 | outage_line_1
0.96434 | -1.7979 | 0 | 0 | Bodilsker | Scenario_3 | outage_line_1
0.96387 | -1.8126 | 0 | 0 | Poulsker | Scenario_3 | outage_line_1
0.96418 | -1.6599 | 0 | 0 | Aakirkeby | Scenario_3 | outage_line_1
0.9642 | -1.849 | 0 | 0 | Dalslunde | Scenario_3 | outage_line_1
0.96413 | -1.892 | 0 | 0 | Osterlars | Scenario_3 | outage_line_1
0.96604 | -1.7519 | 0 | 0 | Olsker | Scenario_3 | outage_line_1
0.96395 | -1.9106 | 0 | 0 | Gudhjem | Scenario_3 | outage_line_1
0.96573 | -1.5304 | 0 | 0 | Viadukten A | Scenario_3 | outage_line_1
|  | 0 | 0 | Viadukten B | Scenario_3 | outage_line_1
0.96542 | -1.5236 | 0 | 0 | Ronne Syd | Scenario_3 | outage_line_1
0.96566 | -1.528 | 0 | 0 | Vaerket A | Scenario_3 | outage_line_1
|  | 0 | 0 | Vaerket B | Scenario_3 | outage_line_1
0.96591 | -1.5346 | 0 | 0 | Vesthavnen | Scenario_3 | outage_line_1
0.96573 | -1.5304 | 0 | 0 | Auxiliary bus Viadukten 1 | Scenario_3 | outage_line_1
0.96573 | -1.5304 | 0 | 0 | Auxiliary bus Viadukten 2 | Scenario_3 | outage_line_1
0.96573 | -1.5304 | 0 | 0 | Auxiliary bus Viadukten 3 | Scenario_3 | outage_line_1
0.99316 | -1.4049 | 0 | 0 | BOR HAS split 1 | Scenario_3 | outage_line_1
0.99295 | -1.4147 | 0 | 0 | BOR HAS split 2 | Scenario_3 | outage_line_1
0.99516 | -1.176 | 0 | 0 | Borrby | Scenario_3 | outage_line_1
0.91 | 0 | -10.7486 | -0.40666 | Tomelilla | Scenario_3 | outage_line_1
|  | 0 | 0 | Vaerket Blok 6 | Scenario_3 | outage_line_1
|  | 0 | 0 | Vaerket Blok 5 | Scenario_3 | outage_line_1
|  | 0 | 0 | Vaerket Diesler | Scenario_3 | outage_line_1
|  | 0 | 0 | Vaer N | Scenario_3 | outage_line_1
0.99888 | -1.5327 | 0 | 3.991 | Dampværk A | Scenario_3 | outage_line_1
0.99888 | -1.5327 | 0 | 0 | Dampværk B | Scenario_3 | outage_line_1
0.99888 | -1.5327 | 0 | 0 | Aux bus trafo DMP | Scenario_3 | outage_line_1
0.99888 | -1.5327 | 0.16705 | 0 | Aux bus trafo DMP 2 | Scenario_3 | outage_line_1
|  | 0 | 0 | Snorrebakken 10 kV | Scenario_3 | outage_line_1
0.96948 | -1.6108 | 0 | 0 | Aux bus trafo HASLE | Scenario_3 | outage_line_1
0.96948 | -1.6108 | 0 | 0 | Aux bus trafo HASLE | Scenario_3 | outage_line_1
1.0079 | -2.5919 | 1.8448 | 0.65132 | Hasle 10 kV | Scenario_3 | outage_line_1
0.96261 | -3.2579 | 1.4623 | 0.10804 | Olsker 10 kV | Scenario_3 | outage_line_1
1.0049 | -2.4201 | 1.5777 | 0.76002 | Østerlars 10 kV | Scenario_3 | outage_line_1
1.006 | -1.7832 | 0.52118 | 0.90271 | Åkirkeby 10 kV | Scenario_3 | outage_line_1
1.0079 | -2.8986 | 2.1147 | 0.093342 | Nexø 10 kV | Scenario_3 | outage_line_1
1 | 0 | -3.8261 | 1.4111 | Bodilsker 10 kV | Scenario_3 | outage_line_1
0.96185 | -1.7666 | 0.84226 | 5.1595 | Rønne Syd 10 kV | Scenario_3 | outage_line_1
0.9915 | -2.2751 | 1.1751 | 2.0354 | Allinge 10 kV | Scenario_3 | outage_line_1
0.99709 | -2.4555 | 1.2373 | 1.262 | Svaneke 10 kV | Scenario_3 | outage_line_1
1.0029 | -1.7685 | 0.55471 | 0.96079 | Viadukten 10 kV | Scenario_3 | outage_line_1
0.96573 | -1.5304 | 0 | 0 | Auxiliary bus Viadukten 4 | Scenario_3 | outage_line_1
1.0034 | -1.7765 | 0.55033 | 0.95319 | Rønne Nord 10 kV | Scenario_3 | outage_line_1
1.0041 | -2.419 | 1.2435 | 0.51868 | Poulsker 10 kV | Scenario_3 | outage_line_1
1.0087 | -1.6169 | 0.18847 | 0.32644 | Vesthavnen 10 kV | Scenario_3 | outage_line_1
0.96068 | -2.5989 | 0.68849 | 0.14986 | Gudhjem 10 kV | Scenario_3 | outage_line_1
0.9685 | -1.5924 | 0 | 0 | Hasle A | Scenario_3 | outage_line_2
|  | 0 | 0 | Hasle B | Scenario_3 | outage_line_2
|  | 0 | 0 | Snorrebakken | Scenario_3 | outage_line_2
|  | 0 | 0 | Olsker | Scenario_3 | outage_line_2
0.96517 | -1.52 | 0 | 0 | Ronne Nord | Scenario_3 | outage_line_2
0.96924 | -1.5918 | 0 | 0 | BOR-HAS split 3 | Scenario_3 | outage_line_2
0.96445 | -1.7187 | 0 | 0 | Allinge | Scenario_3 | outage_line_2
0.96264 | -1.8428 | 0 | 0 | Svaneke | Scenario_3 | outage_line_2
0.96268 | -1.8257 | 0 | 0 | Nexo | Scenario_3 | outage_line_2
0.96327 | -1.7821 | 0 | 0 | Bodilsker | Scenario_3 | outage_line_2
0.96281 | -1.7969 | 0 | 0 | Poulsker | Scenario_3 | outage_line_2
0.96296 | -1.6361 | 0 | 0 | Aakirkeby | Scenario_3 | outage_line_2
0.96314 | -1.8331 | 0 | 0 | Dalslunde | Scenario_3 | outage_line_2
0.9631 | -1.8755 | 0 | 0 | Osterlars | Scenario_3 | outage_line_2
0.96504 | -1.7343 | 0 | 0 | Olsker | Scenario_3 | outage_line_2
0.96292 | -1.8941 | 0 | 0 | Gudhjem | Scenario_3 | outage_line_2
0.96441 | -1.4993 | 0 | 0 | Viadukten A | Scenario_3 | outage_line_2
|  | 0 | 0 | Viadukten B | Scenario_3 | outage_line_2
0.96404 | -1.4917 | 0 | 0 | Ronne Syd | Scenario_3 | outage_line_2
0.96418 | -1.4916 | 0 | 0 | Vaerket A | Scenario_3 | outage_line_2
|  | 0 | 0 | Vaerket B | Scenario_3 | outage_line_2
0.96515 | -1.5202 | 0 | 0 | Vesthavnen | Scenario_3 | outage_line_2
0.96441 | -1.4993 | 0 | 0 | Auxiliary bus Viadukten 1 | Scenario_3 | outage_line_2
0.96441 | -1.4993 | 0 | 0 | Auxiliary bus Viadukten 2 | Scenario_3 | outage_line_2
0.96441 | -1.4993 | 0 | 0 | Auxiliary bus Viadukten 3 | Scenario_3 | outage_line_2
0.99256 | -1.4073 | 0 | 0 | BOR HAS split 1 | Scenario_3 | outage_line_2
0.99234 | -1.4168 | 0 | 0 | BOR HAS split 2 | Scenario_3 | outage_line_2
0.99467 | -1.1797 | 0 | 0 | Borrby | Scenario_3 | outage_line_2
0.91 | 0 | -10.7896 | -0.66716 | Tomelilla | Scenario_3 | outage_line_2
|  | 0 | 0 | Vaerket Blok 6 | Scenario_3 | outage_line_2
|  | 0 | 0 | Vaerket Blok 5 | Scenario_3 | outage_line_2
|  | 0 | 0 | Vaerket Diesler | Scenario_3 | outage_line_2
|  | 0 | 0 | Vaer N | Scenario_3 | outage_line_2
0.99734 | -1.4964 | 0 | 3.9788 | Dampværk A | Scenario_3 | outage_line_2
0.99734 | -1.4964 | 0 | 0 | Dampværk B | Scenario_3 | outage_line_2
0.99734 | -1.4964 | 0 | 0 | Aux bus trafo DMP | Scenario_3 | outage_line_2
0.99734 | -1.4964 | 0.16705 | 0 | Aux bus trafo DMP 2 | Scenario_3 | outage_line_2
|  | 0 | 0 | Snorrebakken 10 kV | Scenario_3 | outage_line_2
0.9685 | -1.5924 | 0 | 0 | Aux bus trafo HASLE | Scenario_3 | outage_line_2
0.9685 | -1.5924 | 0 | 0 | Aux bus trafo HASLE | Scenario_3 | outage_line_2
1.0069 | -2.5755 | 1.8448 | 0.65132 | Hasle 10 kV | Scenario_3 | outage_line_2
0.96161 | -3.2434 | 1.4623 | 0.10804 | Olsker 10 kV | Scenario_3 | outage_line_2
1.0038 | -2.4047 | 1.5777 | 0.76002 | Østerlars 10 kV | Scenario_3 | outage_line_2
1.0047 | -1.7598 | 0.52118 | 0.90271 | Åkirkeby 10 kV | Scenario_3 | outage_line_2
1.0068 | -2.8851 | 2.1147 | 0.093342 | Nexø 10 kV | Scenario_3 | outage_line_2
1 | 0 | -3.796 | 1.2728 | Bodilsker 10 kV | Scenario_3 | outage_line_2
0.96045 | -1.7358 | 0.84226 | 5.1487 | Rønne Syd 10 kV | Scenario_3 | outage_line_2
0.99043 | -2.2585 | 1.1751 | 2.0354 | Allinge 10 kV | Scenario_3 | outage_line_2
0.99596 | -2.441 | 1.2373 | 1.262 | Svaneke 10 kV | Scenario_3 | outage_line_2
1.0015 | -1.738 | 0.55471 | 0.96079 | Viadukten 10 kV | Scenario_3 | outage_line_2
0.96441 | -1.4993 | 0 | 0 | Auxiliary bus Viadukten 4 | Scenario_3 | outage_line_2
1.0023 | -1.7553 | 0.55033 | 0.95319 | Rønne Nord 10 kV | Scenario_3 | outage_line_2
1.003 | -2.4046 | 1.2435 | 0.51868 | Poulsker 10 kV | Scenario_3 | outage_line_2
1.0079 | -1.6026 | 0.18847 | 0.32644 | Vesthavnen 10 kV | Scenario_3 | outage_line_2
0.95964 | -2.5838 | 0.68849 | 0.14986 | Gudhjem 10 kV | Scenario_3 | outage_line_2
0.9677 | -1.5785 | 0 | 0 | Hasle A | Scenario_3 | outage_line_3
|  | 0 | 0 | Hasle B | Scenario_3 | outage_line_3
|  | 0 | 0 | Snorrebakken | Scenario_3 | outage_line_3
|  | 0 | 0 | Olsker | Scenario_3 | outage_line_3
0.96432 | -1.5035 | 0 | 0 | Ronne Nord | Scenario_3 | outage_line_3
0.96845 | -1.5783 | 0 | 0 | BOR-HAS split 3 | Scenario_3 | outage_line_3
0.96363 | -1.7049 | 0 | 0 | Allinge | Scenario_3 | outage_line_3
0.96176 | -1.8293 | 0 | 0 | Svaneke | Scenario_3 | outage_line_3
0.9618 | -1.8122 | 0 | 0 | Nexo | Scenario_3 | outage_line_3
0.96239 | -1.7685 | 0 | 0 | Bodilsker | Scenario_3 | outage_line_3
0.96192 | -1.7833 | 0 | 0 | Poulsker | Scenario_3 | outage_line_3
0.96194 | -1.6151 | 0 | 0 | Aakirkeby | Scenario_3 | outage_line_3
0.96227 | -1.8196 | 0 | 0 | Dalslunde | Scenario_3 | outage_line_3
0.96224 | -1.862 | 0 | 0 | Osterlars | Scenario_3 | outage_line_3
0.96422 | -1.7206 | 0 | 0 | Olsker | Scenario_3 | outage_line_3
0.96206 | -1.8806 | 0 | 0 | Gudhjem | Scenario_3 | outage_line_3
0.96354 | -1.4822 | 0 | 0 | Viadukten A | Scenario_3 | outage_line_3
|  | 0 | 0 | Viadukten B | Scenario_3 | outage_line_3
0.9629 | -1.4632 | 0 | 0 | Ronne Syd | Scenario_3 | outage_line_3
0.96254 | -1.4303 | 0 | 0 | Vaerket A | Scenario_3 | outage_line_3
|  | 0 | 0 | Vaerket B | Scenario_3 | outage_line_3
0.9643 | -1.5038 | 0 | 0 | Vesthavnen | Scenario_3 | outage_line_3
0.96354 | -1.4822 | 0 | 0 | Auxiliary bus Viadukten 1 | Scenario_3 | outage_line_3
0.96354 | -1.4822 | 0 | 0 | Auxiliary bus Viadukten 2 | Scenario_3 | outage_line_3
0.96354 | -1.4822 | 0 | 0 | Auxiliary bus Viadukten 3 | Scenario_3 | outage_line_3
0.99207 | -1.4098 | 0 | 0 | BOR HAS split 1 | Scenario_3 | outage_line_3
0.99185 | -1.4191 | 0 | 0 | BOR HAS split 2 | Scenario_3 | outage_line_3
0.99426 | -1.1832 | 0 | 0 | Borrby | Scenario_3 | outage_line_3
0.91 | 0 | -10.8276 | -0.87773 | Tomelilla | Scenario_3 | outage_line_3
|  | 0 | 0 | Vaerket Blok 6 | Scenario_3 | outage_line_3
|  | 0 | 0 | Vaerket Blok 5 | Scenario_3 | outage_line_3
|  | 0 | 0 | Vaerket Diesler | Scenario_3 | outage_line_3
|  | 0 | 0 | Vaer N | Scenario_3 | outage_line_3
0.99565 | -1.4352 | 0 | 3.9653 | Dampværk A | Scenario_3 | outage_line_3
0.99565 | -1.4352 | 0 | 0 | Dampværk B | Scenario_3 | outage_line_3
0.99565 | -1.4352 | 0 | 0 | Aux bus trafo DMP | Scenario_3 | outage_line_3
0.99565 | -1.4352 | 0.16705 | 0 | Aux bus trafo DMP 2 | Scenario_3 | outage_line_3
|  | 0 | 0 | Snorrebakken 10 kV | Scenario_3 | outage_line_3
0.9677 | -1.5785 | 0 | 0 | Aux bus trafo HASLE | Scenario_3 | outage_line_3
0.9677 | -1.5785 | 0 | 0 | Aux bus trafo HASLE | Scenario_3 | outage_line_3
1.006 | -2.5633 | 1.8448 | 0.65132 | Hasle 10 kV | Scenario_3 | outage_line_3
0.96078 | -3.2322 | 1.4623 | 0.10804 | Olsker 10 kV | Scenario_3 | outage_line_3
1.0029 | -2.3922 | 1.5777 | 0.76002 | Østerlars 10 kV | Scenario_3 | outage_line_3
1.0037 | -1.739 | 0.52118 | 0.90271 | Åkirkeby 10 kV | Scenario_3 | outage_line_3
1.0058 | -2.8735 | 2.1147 | 0.093342 | Nexø 10 kV | Scenario_3 | outage_line_3
1 | 0 | -3.77 | 1.1581 | Bodilsker 10 kV | Scenario_3 | outage_line_3
0.95927 | -1.7083 | 0.84226 | 5.1396 | Rønne Syd 10 kV | Scenario_3 | outage_line_3
0.98955 | -2.2457 | 1.1751 | 2.0354 | Allinge 10 kV | Scenario_3 | outage_line_3
0.99503 | -2.4286 | 1.2373 | 1.262 | Svaneke 10 kV | Scenario_3 | outage_line_3
1.0006 | -1.7213 | 0.55471 | 0.96079 | Viadukten 10 kV | Scenario_3 | outage_line_3
0.96354 | -1.4822 | 0 | 0 | Auxiliary bus Viadukten 4 | Scenario_3 | outage_line_3
1.0014 | -1.7392 | 0.55033 | 0.95319 | Rønne Nord 10 kV | Scenario_3 | outage_line_3
1.0021 | -2.3921 | 1.2435 | 0.51868 | Poulsker 10 kV | Scenario_3 | outage_line_3
1.007 | -1.5863 | 0.18847 | 0.32644 | Vesthavnen 10 kV | Scenario_3 | outage_line_3
0.95878 | -2.5716 | 0.68849 | 0.14986 | Gudhjem 10 kV | Scenario_3 | outage_line_3
0.97681 | -1.734 | 0 | 0 | Hasle A | Scenario_3 | outage_line_4
|  | 0 | 0 | Hasle B | Scenario_3 | outage_line_4
|  | 0 | 0 | Snorrebakken | Scenario_3 | outage_line_4
|  | 0 | 0 | Olsker | Scenario_3 | outage_line_4
0.97416 | -1.6931 | 0 | 0 | Ronne Nord | Scenario_3 | outage_line_4
0.97746 | -1.7298 | 0 | 0 | BOR-HAS split 3 | Scenario_3 | outage_line_4
0.97265 | -1.8491 | 0 | 0 | Allinge | Scenario_3 | outage_line_4
0.97031 | -1.9366 | 0 | 0 | Svaneke | Scenario_3 | outage_line_4
0.97031 | -1.9173 | 0 | 0 | Nexo | Scenario_3 | outage_line_4
0.97088 | -1.8726 | 0 | 0 | Bodilsker | Scenario_3 | outage_line_4
0.97042 | -1.8873 | 0 | 0 | Poulsker | Scenario_3 | outage_line_4
0.97128 | -1.7698 | 0 | 0 | Aakirkeby | Scenario_3 | outage_line_4
0.97083 | -1.9284 | 0 | 0 | Dalslunde | Scenario_3 | outage_line_4
0.97103 | -1.9848 | 0 | 0 | Osterlars | Scenario_3 | outage_line_4
0.97324 | -1.8643 | 0 | 0 | Olsker | Scenario_3 | outage_line_4
0.97085 | -2.0034 | 0 | 0 | Gudhjem | Scenario_3 | outage_line_4
0.97355 | -1.6802 | 0 | 0 | Viadukten A | Scenario_3 | outage_line_4
|  | 0 | 0 | Viadukten B | Scenario_3 | outage_line_4
0.97307 | -1.6689 | 0 | 0 | Ronne Syd | Scenario_3 | outage_line_4
|  | 0 | 0 | Vaerket A | Scenario_3 | outage_line_4
|  | 0 | 0 | Vaerket B | Scenario_3 | outage_line_4
0.97413 | -1.6934 | 0 | 0 | Vesthavnen | Scenario_3 | outage_line_4
0.97355 | -1.6802 | 0 | 0 | Auxiliary bus Viadukten 1 | Scenario_3 | outage_line_4
0.97355 | -1.6802 | 0 | 0 | Auxiliary bus Viadukten 2 | Scenario_3 | outage_line_4
0.97355 | -1.6802 | 0 | 0 | Auxiliary bus Viadukten 3 | Scenario_3 | outage_line_4
0.99764 | -1.3808 | 0 | 0 | BOR HAS split 1 | Scenario_3 | outage_line_4
0.99747 | -1.392 | 0 | 0 | BOR HAS split 2 | Scenario_3 | outage_line_4
0.99885 | -1.1431 | 0 | 0 | Borrby | Scenario_3 | outage_line_4
0.91 | 0 | -10.3909 | 1.5169 | Tomelilla | Scenario_3 | outage_line_4
|  | 0 | 0 | Vaerket Blok 6 | Scenario_3 | outage_line_4
|  | 0 | 0 | Vaerket Blok 5 | Scenario_3 | outage_line_4
|  | 0 | 0 | Vaerket Diesler | Scenario_3 | outage_line_4
|  | 0 | 0 | Vaer N | Scenario_3 | outage_line_4
|  | 0 | 0 | Dampværk A | Scenario_3 | outage_line_4
|  | 0 | 0 | Dampværk B | Scenario_3 | outage_line_4
|  | 0 | 0 | Aux bus trafo DMP | Scenario_3 | outage_line_4
|  | 0 | 0 | Aux bus trafo DMP 2 | Scenario_3 | outage_line_4
|  | 0 | 0 | Snorrebakken 10 kV | Scenario_3 | outage_line_4
0.97681 | -1.734 | 0 | 0 | Aux bus trafo HASLE | Scenario_3 | outage_line_4
0.97681 | -1.734 | 0 | 0 | Aux bus trafo HASLE | Scenario_3 | outage_line_4
1.0156 | -2.7003 | 1.8448 | 0.65132 | Hasle 10 kV | Scenario_3 | outage_line_4
0.96984 | -3.348 | 1.4623 | 0.10804 | Olsker 10 kV | Scenario_3 | outage_line_4
1.0121 | -2.5054 | 1.5777 | 0.76002 | Østerlars 10 kV | Scenario_3 | outage_line_4
1.0135 | -1.8913 | 0.52118 | 0.90271 | Åkirkeby 10 kV | Scenario_3 | outage_line_4
1.0148 | -2.96 | 2.1147 | 0.093342 | Nexø 10 kV | Scenario_3 | outage_line_4
1 | 0 | -3.9646 | 2.2611 | Bodilsker 10 kV | Scenario_3 | outage_line_4
0.9697 | -1.9056 | 0.84226 | 5.2201 | Rønne Syd 10 kV | Scenario_3 | outage_line_4
0.9992 | -2.3796 | 1.1751 | 2.0354 | Allinge 10 kV | Scenario_3 | outage_line_4
1.0041 | -2.5253 | 1.2373 | 1.262 | Svaneke 10 kV | Scenario_3 | outage_line_4
1.0112 | -1.9144 | 0.55471 | 0.96079 | Viadukten 10 kV | Scenario_3 | outage_line_4
0.97355 | -1.6802 | 0 | 0 | Auxiliary bus Viadukten 4 | Scenario_3 | outage_line_4
1.0118 | -1.924 | 0.55033 | 0.95319 | Rønne Nord 10 kV | Scenario_3 | outage_line_4
1.011 | -2.4854 | 1.2435 | 0.51868 | Poulsker 10 kV | Scenario_3 | outage_line_4
1.0174 | -1.7742 | 0.18847 | 0.32644 | Vesthavnen 10 kV | Scenario_3 | outage_line_4
0.96759 | -2.6818 | 0.68849 | 0.14986 | Gudhjem 10 kV | Scenario_3 | outage_line_4
0.97677 | -1.7003 | 0 | 0 | Hasle A | Scenario_3 | outage_line_5
|  | 0 | 0 | Hasle B | Scenario_3 | outage_line_5
|  | 0 | 0 | Snorrebakken | Scenario_3 | outage_line_5
|  | 0 | 0 | Olsker | Scenario_3 | outage_line_5
0.97414 | -1.656 | 0 | 0 | Ronne Nord | Scenario_3 | outage_line_5
0.97743 | -1.6966 | 0 | 0 | BOR-HAS split 3 | Scenario_3 | outage_line_5
0.97261 | -1.8163 | 0 | 0 | Allinge | Scenario_3 | outage_line_5
0.97024 | -1.9069 | 0 | 0 | Svaneke | Scenario_3 | outage_line_5
0.97025 | -1.8878 | 0 | 0 | Nexo | Scenario_3 | outage_line_5
0.97082 | -1.8432 | 0 | 0 | Bodilsker | Scenario_3 | outage_line_5
0.97036 | -1.8578 | 0 | 0 | Poulsker | Scenario_3 | outage_line_5
0.97124 | -1.7367 | 0 | 0 | Aakirkeby | Scenario_3 | outage_line_5
0.97077 | -1.8986 | 0 | 0 | Dalslunde | Scenario_3 | outage_line_5
0.97097 | -1.9538 | 0 | 0 | Osterlars | Scenario_3 | outage_line_5
0.9732 | -1.8315 | 0 | 0 | Olsker | Scenario_3 | outage_line_5
0.97079 | -1.9723 | 0 | 0 | Gudhjem | Scenario_3 | outage_line_5
0.97353 | -1.6433 | 0 | 0 | Viadukten A | Scenario_3 | outage_line_5
|  | 0 | 0 | Viadukten B | Scenario_3 | outage_line_5
0.97305 | -1.6322 | 0 | 0 | Ronne Syd | Scenario_3 | outage_line_5
|  | 0 | 0 | Vaerket A | Scenario_3 | outage_line_5
|  | 0 | 0 | Vaerket B | Scenario_3 | outage_line_5
|  | 0 | 0 | Vesthavnen | Scenario_3 | outage_line_5
0.97353 | -1.6433 | 0 | 0 | Auxiliary bus Viadukten 1 | Scenario_3 | outage_line_5
0.97353 | -1.6433 | 0 | 0 | Auxiliary bus Viadukten 2 | Scenario_3 | outage_line_5
0.97353 | -1.6433 | 0 | 0 | Auxiliary bus Viadukten 3 | Scenario_3 | outage_line_5
0.9975 | -1.363 | 0 | 0 | BOR HAS split 1 | Scenario_3 | outage_line_5
0.99733 | -1.3741 | 0 | 0 | BOR HAS split 2 | Scenario_3 | outage_line_5
0.99872 | -1.1288 | 0 | 0 | Borrby | Scenario_3 | outage_line_5
0.91 | 0 | -10.2626 | 1.4442 | Tomelilla | Scenario_3 | outage_line_5
|  | 0 | 0 | Vaerket Blok 6 | Scenario_3 | outage_line_5
|  | 0 | 0 | Vaerket Blok 5 | Scenario_3 | outage_line_5
|  | 0 | 0 | Vaerket Diesler | Scenario_3 | outage_line_5
|  | 0 | 0 | Vaer N | Scenario_3 | outage_line_5
|  | 0 | 0 | Dampværk A | Scenario_3 | outage_line_5
|  | 0 | 0 | Dampværk B | Scenario_3 | outage_line_5
|  | 0 | 0 | Aux bus trafo DMP | Scenario_3 | outage_line_5
|  | 0 | 0 | Aux bus trafo DMP 2 | Scenario_3 | outage_line_5
|  | 0 | 0 | Snorrebakken 10 kV | Scenario_3 | outage_line_5
0.97677 | -1.7003 | 0 | 0 | Aux bus trafo HASLE | Scenario_3 | outage_line_5
0.97677 | -1.7003 | 0 | 0 | Aux bus trafo HASLE | Scenario_3 | outage_line_5
1.0156 | -2.6667 | 1.8448 | 0.65132 | Hasle 10 kV | Scenario_3 | outage_line_5
0.9698 | -3.3153 | 1.4623 | 0.10804 | Olsker 10 kV | Scenario_3 | outage_line_5
1.0121 | -2.4744 | 1.5777 | 0.76002 | Østerlars 10 kV | Scenario_3 | outage_line_5
1.0135 | -1.8583 | 0.52118 | 0.90271 | Åkirkeby 10 kV | Scenario_3 | outage_line_5
1.0147 | -2.9307 | 2.1147 | 0.093342 | Nexø 10 kV | Scenario_3 | outage_line_5
1 | 0 | -3.9005 | 2.2506 | Bodilsker 10 kV | Scenario_3 | outage_line_5
0.96968 | -1.869 | 0.84226 | 5.22 | Rønne Syd 10 kV | Scenario_3 | outage_line_5
0.99915 | -2.3469 | 1.1751 | 2.0354 | Allinge 10 kV | Scenario_3 | outage_line_5
1.004 | -2.4957 | 1.2373 | 1.262 | Svaneke 10 kV | Scenario_3 | outage_line_5
1.0111 | -1.8775 | 0.55471 | 0.96079 | Viadukten 10 kV | Scenario_3 | outage_line_5
0.97353 | -1.6433 | 0 | 0 | Auxiliary bus Viadukten 4 | Scenario_3 | outage_line_5
1.0118 | -1.887 | 0.55033 | 0.95319 | Rønne Nord 10 kV | Scenario_3 | outage_line_5
1.0109 | -2.4561 | 1.2435 | 0.51868 | Poulsker 10 kV | Scenario_3 | outage_line_5
|  | 0 | 0 | Vesthavnen 10 kV | Scenario_3 | outage_line_5
0.96754 | -2.6508 | 0.68849 | 0.14986 | Gudhjem 10 kV | Scenario_3 | outage_line_5
0.98072 | -1.7733 | 0 | 0 | Hasle A | Scenario_3 | outage_line_6
|  | 0 | 0 | Hasle B | Scenario_3 | outage_line_6
|  | 0 | 0 | Snorrebakken | Scenario_3 | outage_line_6
|  | 0 | 0 | Olsker | Scenario_3 | outage_line_6
0.92923 | -1.5833 | 0 | 0 | Ronne Nord | Scenario_3 | outage_line_6
0.98133 | -1.7678 | 0 | 0 | BOR-HAS split 3 | Scenario_3 | outage_line_6
0.97142 | -1.9024 | 0 | 0 | Allinge | Scenario_3 | outage_line_6
0.95099 | -2.0398 | 0 | 0 | Svaneke | Scenario_3 | outage_line_6
0.94998 | -2.0191 | 0 | 0 | Nexo | Scenario_3 | outage_line_6
0.95006 | -1.9685 | 0 | 0 | Bodilsker | Scenario_3 | outage_line_6
0.94959 | -1.9834 | 0 | 0 | Poulsker | Scenario_3 | outage_line_6
0.9391 | -1.7789 | 0 | 0 | Aakirkeby | Scenario_3 | outage_line_6
0.95233 | -2.0332 | 0 | 0 | Dalslunde | Scenario_3 | outage_line_6
0.95996 | -2.0682 | 0 | 0 | Osterlars | Scenario_3 | outage_line_6
0.972 | -1.9177 | 0 | 0 | Olsker | Scenario_3 | outage_line_6
0.95977 | -2.0869 | 0 | 0 | Gudhjem | Scenario_3 | outage_line_6
0.92933 | -1.5846 | 0 | 0 | Viadukten A | Scenario_3 | outage_line_6
|  | 0 | 0 | Viadukten B | Scenario_3 | outage_line_6
0.92949 | -1.5865 | 0 | 0 | Ronne Syd | Scenario_3 | outage_line_6
|  | 0 | 0 | Vaerket A | Scenario_3 | outage_line_6
|  | 0 | 0 | Vaerket B | Scenario_3 | outage_line_6
|  | 0 | 0 | Vesthavnen | Scenario_3 | outage_line_6
0.92933 | -1.5846 | 0 | 0 | Auxiliary bus Viadukten 1 | Scenario_3 | outage_line_6
0.92933 | -1.5846 | 0 | 0 | Auxiliary bus Viadukten 2 | Scenario_3 | outage_line_6
0.92933 | -1.5846 | 0 | 0 | Auxiliary bus Viadukten 3 | Scenario_3 | outage_line_6
0.99994 | -1.3541 | 0 | 0 | BOR HAS split 1 | Scenario_3 | outage_line_6
0.99979 | -1.366 | 0 | 0 | BOR HAS split 2 | Scenario_3 | outage_line_6
1.0007 | -1.1145 | 0 | 0 | Borrby | Scenario_3 | outage_line_6
0.91 | 0 | -10.0992 | 2.4931 | Tomelilla | Scenario_3 | outage_line_6
|  | 0 | 0 | Vaerket Blok 6 | Scenario_3 | outage_line_6
|  | 0 | 0 | Vaerket Blok 5 | Scenario_3 | outage_line_6
|  | 0 | 0 | Vaerket Diesler | Scenario_3 | outage_line_6
|  | 0 | 0 | Vaer N | Scenario_3 | outage_line_6
|  | 0 | 0 | Dampværk A | Scenario_3 | outage_line_6
|  | 0 | 0 | Dampværk B | Scenario_3 | outage_line_6
|  | 0 | 0 | Aux bus trafo DMP | Scenario_3 | outage_line_6
|  | 0 | 0 | Aux bus trafo DMP 2 | Scenario_3 | outage_line_6
|  | 0 | 0 | Snorrebakken 10 kV | Scenario_3 | outage_line_6
0.98072 | -1.7733 | 0 | 0 | Aux bus trafo HASLE | Scenario_3 | outage_line_6
0.98072 | -1.7733 | 0 | 0 | Aux bus trafo HASLE | Scenario_3 | outage_line_6
1.0198 | -2.7318 | 1.8448 | 0.65132 | Hasle 10 kV | Scenario_3 | outage_line_6
0.9686 | -3.4052 | 1.4623 | 0.10804 | Olsker 10 kV | Scenario_3 | outage_line_6
1.0005 | -2.6009 | 1.5777 | 0.76002 | Østerlars 10 kV | Scenario_3 | outage_line_6
0.97965 | -1.9088 | 0.52118 | 0.90271 | Åkirkeby 10 kV | Scenario_3 | outage_line_6
0.99343 | -3.1071 | 2.1147 | 0.093342 | Nexø 10 kV | Scenario_3 | outage_line_6
1 | 0 | -4.2458 | -0.42124 | Bodilsker 10 kV | Scenario_3 | outage_line_6
0.92499 | -1.861 | 0.84226 | 4.8812 | Rønne Syd 10 kV | Scenario_3 | outage_line_6
0.99788 | -2.4344 | 1.1751 | 2.0354 | Allinge 10 kV | Scenario_3 | outage_line_6
0.98361 | -2.653 | 1.2373 | 1.262 | Svaneke 10 kV | Scenario_3 | outage_line_6
0.96442 | -1.8419 | 0.55471 | 0.96079 | Viadukten 10 kV | Scenario_3 | outage_line_6
0.92933 | -1.5846 | 0 | 0 | Auxiliary bus Viadukten 4 | Scenario_3 | outage_line_6
0.96433 | -1.8374 | 0.55033 | 0.95319 | Rønne Nord 10 kV | Scenario_3 | outage_line_6
0.98906 | -2.6083 | 1.2435 | 0.51868 | Poulsker 10 kV | Scenario_3 | outage_line_6
|  | 0 | 0 | Vesthavnen 10 kV | Scenario_3 | outage_line_6
0.95649 | -2.7811 | 0.68849 | 0.14986 | Gudhjem 10 kV | Scenario_3 | outage_line_6
0.98252 | -1.7242 | 0 | 0 | Hasle A | Scenario_3 | outage_line_7
|  | 0 | 0 | Hasle B | Scenario_3 | outage_line_7
|  | 0 | 0 | Snorrebakken | Scenario_3 | outage_line_7
|  | 0 | 0 | Olsker | Scenario_3 | outage_line_7
|  | 0 | 0 | Ronne Nord | Scenario_3 | outage_line_7
0.98311 | -1.719 | 0 | 0 | BOR-HAS split 3 | Scenario_3 | outage_line_7
0.97362 | -1.8447 | 0 | 0 | Allinge | Scenario_3 | outage_line_7
0.95456 | -1.9514 | 0 | 0 | Svaneke | Scenario_3 | outage_line_7
0.95362 | -1.9292 | 0 | 0 | Nexo | Scenario_3 | outage_line_7
0.95374 | -1.8784 | 0 | 0 | Bodilsker | Scenario_3 | outage_line_7
0.95327 | -1.8932 | 0 | 0 | Poulsker | Scenario_3 | outage_line_7
0.94407 | -1.6825 | 0 | 0 | Aakirkeby | Scenario_3 | outage_line_7
0.95583 | -1.9457 | 0 | 0 | Dalslunde | Scenario_3 | outage_line_7
0.96291 | -1.9934 | 0 | 0 | Osterlars | Scenario_3 | outage_line_7
0.97421 | -1.8599 | 0 | 0 | Olsker | Scenario_3 | outage_line_7
0.96272 | -2.0121 | 0 | 0 | Gudhjem | Scenario_3 | outage_line_7
0.93566 | -1.4828 | 0 | 0 | Viadukten A | Scenario_3 | outage_line_7
|  | 0 | 0 | Viadukten B | Scenario_3 | outage_line_7
0.93574 | -1.4841 | 0 | 0 | Ronne Syd | Scenario_3 | outage_line_7
|  | 0 | 0 | Vaerket A | Scenario_3 | outage_line_7
|  | 0 | 0 | Vaerket B | Scenario_3 | outage_line_7
|  | 0 | 0 | Vesthavnen | Scenario_3 | outage_line_7
0.93566 | -1.4828 | 0 | 0 | Auxiliary bus Viadukten 1 | Scenario_3 | outage_line_7
0.93566 | -1.4828 | 0 | 0 | Auxiliary bus Viadukten 2 | Scenario_3 | outage_line_7
0.93566 | -1.4828 | 0 | 0 | Auxiliary bus Viadukten 3 | Scenario_3 | outage_line_7
1.0008 | -1.3056 | 0 | 0 | BOR HAS split 1 | Scenario_3 | outage_line_7
1.0006 | -1.3174 | 0 | 0 | BOR HAS split 2 | Scenario_3 | outage_line_7
1.0014 | -1.072 | 0 | 0 | Borrby | Scenario_3 | outage_line_7
0.91 | 0 | -9.7 | 2.8124 | Tomelilla | Scenario_3 | outage_line_7
|  | 0 | 0 | Vaerket Blok 6 | Scenario_3 | outage_line_7
|  | 0 | 0 | Vaerket Blok 5 | Scenario_3 | outage_line_7
|  | 0 | 0 | Vaerket Diesler | Scenario_3 | outage_line_7
|  | 0 | 0 | Vaer N | Scenario_3 | outage_line_7
|  | 0 | 0 | Dampværk A | Scenario_3 | outage_line_7
|  | 0 | 0 | Dampværk B | Scenario_3 | outage_line_7
|  | 0 | 0 | Aux bus trafo DMP | Scenario_3 | outage_line_7
|  | 0 | 0 | Aux bus trafo DMP 2 | Scenario_3 | outage_line_7
|  | 0 | 0 | Snorrebakken 10 kV | Scenario_3 | outage_line_7
0.98252 | -1.7242 | 0 | 0 | Aux bus trafo HASLE | Scenario_3 | outage_line_7
0.98252 | -1.7242 | 0 | 0 | Aux bus trafo HASLE | Scenario_3 | outage_line_7
1.0217 | -2.6792 | 1.8448 | 0.65132 | Hasle 10 kV | Scenario_3 | outage_line_7
0.97081 | -3.3406 | 1.4623 | 0.10804 | Olsker 10 kV | Scenario_3 | outage_line_7
1.0036 | -2.5229 | 1.5777 | 0.76002 | Østerlars 10 kV | Scenario_3 | outage_line_7
0.98487 | -1.8111 | 0.52118 | 0.90271 | Åkirkeby 10 kV | Scenario_3 | outage_line_7
0.99726 | -3.0089 | 2.1147 | 0.093342 | Nexø 10 kV | Scenario_3 | outage_line_7
1 | 0 | -4.0395 | 0.048502 | Bodilsker 10 kV | Scenario_3 | outage_line_7
0.93141 | -1.7529 | 0.84226 | 4.9289 | Rønne Syd 10 kV | Scenario_3 | outage_line_7
1.0002 | -2.3742 | 1.1751 | 2.0354 | Allinge 10 kV | Scenario_3 | outage_line_7
0.98739 | -2.5599 | 1.2373 | 1.262 | Svaneke 10 kV | Scenario_3 | outage_line_7
0.97111 | -1.7366 | 0.55471 | 0.96079 | Viadukten 10 kV | Scenario_3 | outage_line_7
0.93566 | -1.4828 | 0 | 0 | Auxiliary bus Viadukten 4 | Scenario_3 | outage_line_7
|  | 0 | 0 | Rønne Nord 10 kV | Scenario_3 | outage_line_7
0.99294 | -2.5132 | 1.2435 | 0.51868 | Poulsker 10 kV | Scenario_3 | outage_line_7
|  | 0 | 0 | Vesthavnen 10 kV | Scenario_3 | outage_line_7
0.95945 | -2.702 | 0.68849 | 0.14986 | Gudhjem 10 kV | Scenario_3 | outage_line_7
0.98437 | -1.6758 | 0 | 0 | Hasle A | Scenario_3 | outage_line_8
|  | 0 | 0 | Hasle B | Scenario_3 | outage_line_8
|  | 0 | 0 | Snorrebakken | Scenario_3 | outage_line_8
|  | 0 | 0 | Olsker | Scenario_3 | outage_line_8
|  | 0 | 0 | Ronne Nord | Scenario_3 | outage_line_8
0.98493 | -1.6709 | 0 | 0 | BOR-HAS split 3 | Scenario_3 | outage_line_8
0.97587 | -1.7879 | 0 | 0 | Allinge | Scenario_3 | outage_line_8
0.9582 | -1.8648 | 0 | 0 | Svaneke | Scenario_3 | outage_line_8
0.95734 | -1.8413 | 0 | 0 | Nexo | Scenario_3 | outage_line_8
0.95749 | -1.7902 | 0 | 0 | Bodilsker | Scenario_3 | outage_line_8
0.95703 | -1.805 | 0 | 0 | Poulsker | Scenario_3 | outage_line_8
0.94913 | -1.5893 | 0 | 0 | Aakirkeby | Scenario_3 | outage_line_8
0.95941 | -1.8602 | 0 | 0 | Dalslunde | Scenario_3 | outage_line_8
0.96592 | -1.92 | 0 | 0 | Osterlars | Scenario_3 | outage_line_8
0.97646 | -1.803 | 0 | 0 | Olsker | Scenario_3 | outage_line_8
0.96574 | -1.9386 | 0 | 0 | Gudhjem | Scenario_3 | outage_line_8
|  | 0 | 0 | Viadukten A | Scenario_3 | outage_line_8
|  | 0 | 0 | Viadukten B | Scenario_3 | outage_line_8
0.94211 | -1.3863 | 0 | 0 | Ronne Syd | Scenario_3 | outage_line_8
|  | 0 | 0 | Vaerket A | Scenario_3 | outage_line_8
|  | 0 | 0 | Vaerket B | Scenario_3 | outage_line_8
|  | 0 | 0 | Vesthavnen | Scenario_3 | outage_line_8
|  | 0 | 0 | Auxiliary bus Viadukten 1 | Scenario_3 | outage_line_8
|  | 0 | 0 | Auxiliary bus Viadukten 2 | Scenario_3 | outage_line_8
|  | 0 | 0 | Auxiliary bus Viadukten 3 | Scenario_3 | outage_line_8
1.0016 | -1.257 | 0 | 0 | BOR HAS split 1 | Scenario_3 | outage_line_8
1.0015 | -1.2687 | 0 | 0 | BOR HAS split 2 | Scenario_3 | outage_line_8
1.002 | -1.0293 | 0 | 0 | Borrby | Scenario_3 | outage_line_8
0.91 | 0 | -9.2986 | 3.1411 | Tomelilla | Scenario_3 | outage_line_8
|  | 0 | 0 | Vaerket Blok 6 | Scenario_3 | outage_line_8
|  | 0 | 0 | Vaerket Blok 5 | Scenario_3 | outage_line_8
|  | 0 | 0 | Vaerket Diesler | Scenario_3 | outage_line_8
|  | 0 | 0 | Vaer N | Scenario_3 | outage_line_8
|  | 0 | 0 | Dampværk A | Scenario_3 | outage_line_8
|  | 0 | 0 | Dampværk B | Scenario_3 | outage_line_8
|  | 0 | 0 | Aux bus trafo DMP | Scenario_3 | outage_line_8
|  | 0 | 0 | Aux bus trafo DMP 2 | Scenario_3 | outage_line_8
|  | 0 | 0 | Snorrebakken 10 kV | Scenario_3 | outage_line_8
0.98437 | -1.6758 | 0 | 0 | Aux bus trafo HASLE | Scenario_3 | outage_line_8
0.98437 | -1.6758 | 0 | 0 | Aux bus trafo HASLE | Scenario_3 | outage_line_8
1.0236 | -2.6272 | 1.8448 | 0.65132 | Hasle 10 kV | Scenario_3 | outage_line_8
0.97307 | -3.2769 | 1.4623 | 0.10804 | Olsker 10 kV | Scenario_3 | outage_line_8
1.0068 | -2.4461 | 1.5777 | 0.76002 | Østerlars 10 kV | Scenario_3 | outage_line_8
0.9902 | -1.7166 | 0.52118 | 0.90271 | Åkirkeby 10 kV | Scenario_3 | outage_line_8
1.0012 | -2.9125 | 2.1147 | 0.093342 | Nexø 10 kV | Scenario_3 | outage_line_8
1 | 0 | -3.8356 | 0.52772 | Bodilsker 10 kV | Scenario_3 | outage_line_8
0.93795 | -1.6494 | 0.84226 | 4.9778 | Rønne Syd 10 kV | Scenario_3 | outage_line_8
1.0026 | -2.3149 | 1.1751 | 2.0354 | Allinge 10 kV | Scenario_3 | outage_line_8
0.99126 | -2.4686 | 1.2373 | 1.262 | Svaneke 10 kV | Scenario_3 | outage_line_8
|  | 0 | 0 | Viadukten 10 kV | Scenario_3 | outage_line_8
|  | 0 | 0 | Auxiliary bus Viadukten 4 | Scenario_3 | outage_line_8
|  | 0 | 0 | Rønne Nord 10 kV | Scenario_3 | outage_line_8
0.99689 | -2.4201 | 1.2435 | 0.51868 | Poulsker 10 kV | Scenario_3 | outage_line_8
|  | 0 | 0 | Vesthavnen 10 kV | Scenario_3 | outage_line_8
0.96247 | -2.6243 | 0.68849 | 0.14986 | Gudhjem 10 kV | Scenario_3 | outage_line_8
0.99602 | -1.7002 | 0 | 0 | Hasle A | Scenario_3 | outage_line_9
|  | 0 | 0 | Hasle B | Scenario_3 | outage_line_9
|  | 0 | 0 | Snorrebakken | Scenario_3 | outage_line_9
|  | 0 | 0 | Olsker | Scenario_3 | outage_line_9
|  | 0 | 0 | Ronne Nord | Scenario_3 | outage_line_9
0.99644 | -1.6925 | 0 | 0 | BOR-HAS split 3 | Scenario_3 | outage_line_9
0.98999 | -1.8327 | 0 | 0 | Allinge | Scenario_3 | outage_line_9
0.98073 | -1.9886 | 0 | 0 | Svaneke | Scenario_3 | outage_line_9
0.98032 | -1.9716 | 0 | 0 | Nexo | Scenario_3 | outage_line_9
0.98067 | -1.9265 | 0 | 0 | Bodilsker | Scenario_3 | outage_line_9
0.98022 | -1.9411 | 0 | 0 | Poulsker | Scenario_3 | outage_line_9
0.97925 | -1.9212 | 0 | 0 | Aakirkeby | Scenario_3 | outage_line_9
0.98155 | -1.9782 | 0 | 0 | Dalslunde | Scenario_3 | outage_line_9
0.98463 | -2.004 | 0 | 0 | Osterlars | Scenario_3 | outage_line_9
0.99056 | -1.8472 | 0 | 0 | Olsker | Scenario_3 | outage_line_9
0.98446 | -2.0224 | 0 | 0 | Gudhjem | Scenario_3 | outage_line_9
|  | 0 | 0 | Viadukten A | Scenario_3 | outage_line_9
|  | 0 | 0 | Viadukten B | Scenario_3 | outage_line_9
|  | 0 | 0 | Ronne Syd | Scenario_3 | outage_line_9
|  | 0 | 0 | Vaerket A | Scenario_3 | outage_line_9
|  | 0 | 0 | Vaerket B | Scenario_3 | outage_line_9
|  | 0 | 0 | Vesthavnen | Scenario_3 | outage_line_9
|  | 0 | 0 | Auxiliary bus Viadukten 1 | Scenario_3 | outage_line_9
|  | 0 | 0 | Auxiliary bus Viadukten 2 | Scenario_3 | outage_line_9
|  | 0 | 0 | Auxiliary bus Viadukten 3 | Scenario_3 | outage_line_9
1.0081 | -1.1292 | 0 | 0 | BOR HAS split 1 | Scenario_3 | outage_line_9
1.008 | -1.1422 | 0 | 0 | BOR HAS split 2 | Scenario_3 | outage_line_9
1.0073 | -0.90475 | 0 | 0 | Borrby | Scenario_3 | outage_line_9
0.91 | 0 | -8.0633 | 5.8664 | Tomelilla | Scenario_3 | outage_line_9
|  | 0 | 0 | Vaerket Blok 6 | Scenario_3 | outage_line_9
|  | 0 | 0 | Vaerket Blok 5 | Scenario_3 | outage_line_9
|  | 0 | 0 | Vaerket Diesler | Scenario_3 | outage_line_9
|  | 0 | 0 | Vaer N | Scenario_3 | outage_line_9
|  | 0 | 0 | Dampværk A | Scenario_3 | outage_line_9
|  | 0 | 0 | Dampværk B | Scenario_3 | outage_line_9
|  | 0 | 0 | Aux bus trafo DMP | Scenario_3 | outage_line_9
|  | 0 | 0 | Aux bus trafo DMP 2 | Scenario_3 | outage_line_9
|  | 0 | 0 | Snorrebakken 10 kV | Scenario_3 | outage_line_9
0.99602 | -1.7002 | 0 | 0 | Aux bus trafo HASLE | Scenario_3 | outage_line_9
0.99602 | -1.7002 | 0 | 0 | Aux bus trafo HASLE | Scenario_3 | outage_line_9
1.0359 | -2.6292 | 1.8448 | 0.65132 | Hasle 10 kV | Scenario_3 | outage_line_9
0.98723 | -3.2792 | 1.4623 | 0.10804 | Olsker 10 kV | Scenario_3 | outage_line_9
1.0265 | -2.5102 | 1.5777 | 0.76002 | Østerlars 10 kV | Scenario_3 | outage_line_9
1.0219 | -2.0408 | 0.52118 | 0.90271 | Åkirkeby 10 kV | Scenario_3 | outage_line_9
1.0253 | -2.9931 | 2.1147 | 0.093342 | Nexø 10 kV | Scenario_3 | outage_line_9
1 | 0 | -4.0481 | 3.5274 | Bodilsker 10 kV | Scenario_3 | outage_line_9
|  | 0 | 0 | Rønne Syd 10 kV | Scenario_3 | outage_line_9
1.0177 | -2.3445 | 1.1751 | 2.0354 | Allinge 10 kV | Scenario_3 | outage_line_9
1.0151 | -2.5646 | 1.2373 | 1.262 | Svaneke 10 kV | Scenario_3 | outage_line_9
|  | 0 | 0 | Viadukten 10 kV | Scenario_3 | outage_line_9
|  | 0 | 0 | Auxiliary bus Viadukten 4 | Scenario_3 | outage_line_9
|  | 0 | 0 | Rønne Nord 10 kV | Scenario_3 | outage_line_9
1.0213 | -2.5273 | 1.2435 | 0.51868 | Poulsker 10 kV | Scenario_3 | outage_line_9
|  | 0 | 0 | Vesthavnen 10 kV | Scenario_3 | outage_line_9
0.98125 | -2.6821 | 0.68849 | 0.14986 | Gudhjem 10 kV | Scenario_3 | outage_line_9
0.998 | -1.6608 | 0 | 0 | Hasle A | Scenario_3 | outage_line_10
|  | 0 | 0 | Hasle B | Scenario_3 | outage_line_10
|  | 0 | 0 | Snorrebakken | Scenario_3 | outage_line_10
|  | 0 | 0 | Olsker | Scenario_3 | outage_line_10
|  | 0 | 0 | Ronne Nord | Scenario_3 | outage_line_10
0.9984 | -1.6533 | 0 | 0 | BOR-HAS split 3 | Scenario_3 | outage_line_10
0.99241 | -1.7872 | 0 | 0 | Allinge | Scenario_3 | outage_line_10
0.98462 | -1.9218 | 0 | 0 | Svaneke | Scenario_3 | outage_line_10
0.9843 | -1.9039 | 0 | 0 | Nexo | Scenario_3 | outage_line_10
0.98469 | -1.8589 | 0 | 0 | Bodilsker | Scenario_3 | outage_line_10
0.98424 | -1.8734 | 0 | 0 | Poulsker | Scenario_3 | outage_line_10
|  | 0 | 0 | Aakirkeby | Scenario_3 | outage_line_10
0.98538 | -1.9121 | 0 | 0 | Dalslunde | Scenario_3 | outage_line_10
0.98786 | -1.9465 | 0 | 0 | Osterlars | Scenario_3 | outage_line_10
0.99298 | -1.8017 | 0 | 0 | Olsker | Scenario_3 | outage_line_10
0.98769 | -1.9648 | 0 | 0 | Gudhjem | Scenario_3 | outage_line_10
|  | 0 | 0 | Viadukten A | Scenario_3 | outage_line_10
|  | 0 | 0 | Viadukten B | Scenario_3 | outage_line_10
|  | 0 | 0 | Ronne Syd | Scenario_3 | outage_line_10
|  | 0 | 0 | Vaerket A | Scenario_3 | outage_line_10
|  | 0 | 0 | Vaerket B | Scenario_3 | outage_line_10
|  | 0 | 0 | Vesthavnen | Scenario_3 | outage_line_10
|  | 0 | 0 | Auxiliary bus Viadukten 1 | Scenario_3 | outage_line_10
|  | 0 | 0 | Auxiliary bus Viadukten 2 | Scenario_3 | outage_line_10
|  | 0 | 0 | Auxiliary bus Viadukten 3 | Scenario_3 | outage_line_10
1.009 | -1.0839 | 0 | 0 | BOR HAS split 1 | Scenario_3 | outage_line_10
1.009 | -1.097 | 0 | 0 | BOR HAS split 2 | Scenario_3 | outage_line_10
1.008 | -0.86453 | 0 | 0 | Borrby | Scenario_3 | outage_line_10
0.91 | 0 | -7.6794 | 6.2437 | Tomelilla | Scenario_3 | outage_line_10
|  | 0 | 0 | Vaerket Blok 6 | Scenario_3 | outage_line_10
|  | 0 | 0 | Vaerket Blok 5 | Scenario_3 | outage_line_10
|  | 0 | 0 | Vaerket Diesler | Scenario_3 | outage_line_10
|  | 0 | 0 | Vaer N | Scenario_3 | outage_line_10
|  | 0 | 0 | Dampværk A | Scenario_3 | outage_line_10
|  | 0 | 0 | Dampværk B | Scenario_3 | outage_line_10
|  | 0 | 0 | Aux bus trafo DMP | Scenario_3 | outage_line_10
|  | 0 | 0 | Aux bus trafo DMP 2 | Scenario_3 | outage_line_10
|  | 0 | 0 | Snorrebakken 10 kV | Scenario_3 | outage_line_10
0.998 | -1.6608 | 0 | 0 | Aux bus trafo HASLE | Scenario_3 | outage_line_10
0.998 | -1.6608 | 0 | 0 | Aux bus trafo HASLE | Scenario_3 | outage_line_10
1.038 | -2.5862 | 1.8448 | 0.65132 | Hasle 10 kV | Scenario_3 | outage_line_10
0.98965 | -3.2267 | 1.4623 | 0.10804 | Olsker 10 kV | Scenario_3 | outage_line_10
1.0299 | -2.4494 | 1.5777 | 0.76002 | Østerlars 10 kV | Scenario_3 | outage_line_10
|  | 0 | 0 | Åkirkeby 10 kV | Scenario_3 | outage_line_10
1.0295 | -2.9172 | 2.1147 | 0.093342 | Nexø 10 kV | Scenario_3 | outage_line_10
1 | 0 | -3.884 | 4.042 | Bodilsker 10 kV | Scenario_3 | outage_line_10
|  | 0 | 0 | Rønne Syd 10 kV | Scenario_3 | outage_line_10
1.0203 | -2.2964 | 1.1751 | 2.0354 | Allinge 10 kV | Scenario_3 | outage_line_10
1.0193 | -2.4933 | 1.2373 | 1.262 | Svaneke 10 kV | Scenario_3 | outage_line_10
|  | 0 | 0 | Viadukten 10 kV | Scenario_3 | outage_line_10
|  | 0 | 0 | Auxiliary bus Viadukten 4 | Scenario_3 | outage_line_10
|  | 0 | 0 | Rønne Nord 10 kV | Scenario_3 | outage_line_10
1.0256 | -2.4548 | 1.2435 | 0.51868 | Poulsker 10 kV | Scenario_3 | outage_line_10
|  | 0 | 0 | Vesthavnen 10 kV | Scenario_3 | outage_line_10
0.98449 | -2.6202 | 0.68849 | 0.14986 | Gudhjem 10 kV | Scenario_3 | outage_line_10
0.99786 | -1.5121 | 0 | 0 | Hasle A | Scenario_3 | outage_line_11
|  | 0 | 0 | Hasle B | Scenario_3 | outage_line_11
|  | 0 | 0 | Snorrebakken | Scenario_3 | outage_line_11
|  | 0 | 0 | Olsker | Scenario_3 | outage_line_11
|  | 0 | 0 | Ronne Nord | Scenario_3 | outage_line_11
0.99825 | -1.5064 | 0 | 0 | BOR-HAS split 3 | Scenario_3 | outage_line_11
0.9923 | -1.6055 | 0 | 0 | Allinge | Scenario_3 | outage_line_11
0.98459 | -1.6221 | 0 | 0 | Svaneke | Scenario_3 | outage_line_11
0.98428 | -1.5974 | 0 | 0 | Nexo | Scenario_3 | outage_line_11
0.98468 | -1.5491 | 0 | 0 | Bodilsker | Scenario_3 | outage_line_11
|  | 0 | 0 | Poulsker | Scenario_3 | outage_line_11
|  | 0 | 0 | Aakirkeby | Scenario_3 | outage_line_11
0.98534 | -1.6176 | 0 | 0 | Dalslunde | Scenario_3 | outage_line_11
0.98778 | -1.7009 | 0 | 0 | Osterlars | Scenario_3 | outage_line_11
0.99287 | -1.6199 | 0 | 0 | Olsker | Scenario_3 | outage_line_11
0.98761 | -1.7192 | 0 | 0 | Gudhjem | Scenario_3 | outage_line_11
|  | 0 | 0 | Viadukten A | Scenario_3 | outage_line_11
|  | 0 | 0 | Viadukten B | Scenario_3 | outage_line_11
|  | 0 | 0 | Ronne Syd | Scenario_3 | outage_line_11
|  | 0 | 0 | Vaerket A | Scenario_3 | outage_line_11
|  | 0 | 0 | Vaerket B | Scenario_3 | outage_line_11
|  | 0 | 0 | Vesthavnen | Scenario_3 | outage_line_11
|  | 0 | 0 | Auxiliary bus Viadukten 1 | Scenario_3 | outage_line_11
|  | 0 | 0 | Auxiliary bus Viadukten 2 | Scenario_3 | outage_line_11
|  | 0 | 0 | Auxiliary bus Viadukten 3 | Scenario_3 | outage_line_11
1.0084 | -1.0045 | 0 | 0 | BOR HAS split 1 | Scenario_3 | outage_line_11
1.0084 | -1.0166 | 0 | 0 | BOR HAS split 2 | Scenario_3 | outage_line_11
1.0075 | -0.80042 | 0 | 0 | Borrby | Scenario_3 | outage_line_11
0.91 | 0 | -7.0999 | 5.9155 | Tomelilla | Scenario_3 | outage_line_11
|  | 0 | 0 | Vaerket Blok 6 | Scenario_3 | outage_line_11
|  | 0 | 0 | Vaerket Blok 5 | Scenario_3 | outage_line_11
|  | 0 | 0 | Vaerket Diesler | Scenario_3 | outage_line_11
|  | 0 | 0 | Vaer N | Scenario_3 | outage_line_11
|  | 0 | 0 | Dampværk A | Scenario_3 | outage_line_11
|  | 0 | 0 | Dampværk B | Scenario_3 | outage_line_11
|  | 0 | 0 | Aux bus trafo DMP | Scenario_3 | outage_line_11
|  | 0 | 0 | Aux bus trafo DMP 2 | Scenario_3 | outage_line_11
|  | 0 | 0 | Snorrebakken 10 kV | Scenario_3 | outage_line_11
0.99786 | -1.5121 | 0 | 0 | Aux bus trafo HASLE | Scenario_3 | outage_line_11
0.99786 | -1.5121 | 0 | 0 | Aux bus trafo HASLE | Scenario_3 | outage_line_11
1.0379 | -2.4377 | 1.8448 | 0.65132 | Hasle 10 kV | Scenario_3 | outage_line_11
0.98954 | -3.0453 | 1.4623 | 0.10804 | Olsker 10 kV | Scenario_3 | outage_line_11
1.0298 | -2.2039 | 1.5777 | 0.76002 | Østerlars 10 kV | Scenario_3 | outage_line_11
|  | 0 | 0 | Åkirkeby 10 kV | Scenario_3 | outage_line_11
1.0294 | -2.6108 | 2.1147 | 0.093342 | Nexø 10 kV | Scenario_3 | outage_line_11
1 | 0 | -3.1968 | 4.02 | Bodilsker 10 kV | Scenario_3 | outage_line_11
|  | 0 | 0 | Rønne Syd 10 kV | Scenario_3 | outage_line_11
1.0202 | -2.1148 | 1.1751 | 2.0354 | Allinge 10 kV | Scenario_3 | outage_line_11
1.0192 | -2.1936 | 1.2373 | 1.262 | Svaneke 10 kV | Scenario_3 | outage_line_11
|  | 0 | 0 | Viadukten 10 kV | Scenario_3 | outage_line_11
|  | 0 | 0 | Auxiliary bus Viadukten 4 | Scenario_3 | outage_line_11
|  | 0 | 0 | Rønne Nord 10 kV | Scenario_3 | outage_line_11
|  | 0 | 0 | Poulsker 10 kV | Scenario_3 | outage_line_11
|  | 0 | 0 | Vesthavnen 10 kV | Scenario_3 | outage_line_11
0.98441 | -2.3747 | 0.68849 | 0.14986 | Gudhjem 10 kV | Scenario_3 | outage_line_11
0.99675 | -1.52 | 0 | 0 | Hasle A | Scenario_3 | outage_line_12
|  | 0 | 0 | Hasle B | Scenario_3 | outage_line_12
|  | 0 | 0 | Snorrebakken | Scenario_3 | outage_line_12
|  | 0 | 0 | Olsker | Scenario_3 | outage_line_12
|  | 0 | 0 | Ronne Nord | Scenario_3 | outage_line_12
0.99716 | -1.5144 | 0 | 0 | BOR-HAS split 3 | Scenario_3 | outage_line_12
0.99094 | -1.6137 | 0 | 0 | Allinge | Scenario_3 | outage_line_12
0.98196 | -1.7024 | 0 | 0 | Svaneke | Scenario_3 | outage_line_12
0.981 | -1.7707 | 0 | 0 | Nexo | Scenario_3 | outage_line_12
0.98242 | -1.4798 | 0 | 0 | Bodilsker | Scenario_3 | outage_line_12
|  | 0 | 0 | Poulsker | Scenario_3 | outage_line_12
|  | 0 | 0 | Aakirkeby | Scenario_3 | outage_line_12
0.98321 | -1.6264 | 0 | 0 | Dalslunde | Scenario_3 | outage_line_12
0.98599 | -1.7097 | 0 | 0 | Osterlars | Scenario_3 | outage_line_12
0.99152 | -1.6282 | 0 | 0 | Olsker | Scenario_3 | outage_line_12
0.98582 | -1.728 | 0 | 0 | Gudhjem | Scenario_3 | outage_line_12
|  | 0 | 0 | Viadukten A | Scenario_3 | outage_line_12
|  | 0 | 0 | Viadukten B | Scenario_3 | outage_line_12
|  | 0 | 0 | Ronne Syd | Scenario_3 | outage_line_12
|  | 0 | 0 | Vaerket A | Scenario_3 | outage_line_12
|  | 0 | 0 | Vaerket B | Scenario_3 | outage_line_12
|  | 0 | 0 | Vesthavnen | Scenario_3 | outage_line_12
|  | 0 | 0 | Auxiliary bus Viadukten 1 | Scenario_3 | outage_line_12
|  | 0 | 0 | Auxiliary bus Viadukten 2 | Scenario_3 | outage_line_12
|  | 0 | 0 | Auxiliary bus Viadukten 3 | Scenario_3 | outage_line_12
1.0078 | -1.0222 | 0 | 0 | BOR HAS split 1 | Scenario_3 | outage_line_12
1.0078 | -1.0343 | 0 | 0 | BOR HAS split 2 | Scenario_3 | outage_line_12
1.007 | -0.81681 | 0 | 0 | Borrby | Scenario_3 | outage_line_12
0.91 | 0 | -7.2596 | 5.676 | Tomelilla | Scenario_3 | outage_line_12
|  | 0 | 0 | Vaerket Blok 6 | Scenario_3 | outage_line_12
|  | 0 | 0 | Vaerket Blok 5 | Scenario_3 | outage_line_12
|  | 0 | 0 | Vaerket Diesler | Scenario_3 | outage_line_12
|  | 0 | 0 | Vaer N | Scenario_3 | outage_line_12
|  | 0 | 0 | Dampværk A | Scenario_3 | outage_line_12
|  | 0 | 0 | Dampværk B | Scenario_3 | outage_line_12
|  | 0 | 0 | Aux bus trafo DMP | Scenario_3 | outage_line_12
|  | 0 | 0 | Aux bus trafo DMP 2 | Scenario_3 | outage_line_12
|  | 0 | 0 | Snorrebakken 10 kV | Scenario_3 | outage_line_12
0.99675 | -1.52 | 0 | 0 | Aux bus trafo HASLE | Scenario_3 | outage_line_12
0.99675 | -1.52 | 0 | 0 | Aux bus trafo HASLE | Scenario_3 | outage_line_12
1.0367 | -2.4477 | 1.8448 | 0.65132 | Hasle 10 kV | Scenario_3 | outage_line_12
0.98819 | -3.0574 | 1.4623 | 0.10804 | Olsker 10 kV | Scenario_3 | outage_line_12
1.0279 | -2.2145 | 1.5777 | 0.76002 | Østerlars 10 kV | Scenario_3 | outage_line_12
|  | 0 | 0 | Åkirkeby 10 kV | Scenario_3 | outage_line_12
1.026 | -2.7909 | 2.1147 | 0.093342 | Nexø 10 kV | Scenario_3 | outage_line_12
1 | 0 | -3.0533 | 3.7223 | Bodilsker 10 kV | Scenario_3 | outage_line_12
|  | 0 | 0 | Rønne Syd 10 kV | Scenario_3 | outage_line_12
1.0187 | -2.1244 | 1.1751 | 2.0354 | Allinge 10 kV | Scenario_3 | outage_line_12
1.0164 | -2.277 | 1.2373 | 1.262 | Svaneke 10 kV | Scenario_3 | outage_line_12
|  | 0 | 0 | Viadukten 10 kV | Scenario_3 | outage_line_12
|  | 0 | 0 | Auxiliary bus Viadukten 4 | Scenario_3 | outage_line_12
|  | 0 | 0 | Rønne Nord 10 kV | Scenario_3 | outage_line_12
|  | 0 | 0 | Poulsker 10 kV | Scenario_3 | outage_line_12
|  | 0 | 0 | Vesthavnen 10 kV | Scenario_3 | outage_line_12
0.98261 | -2.386 | 0.68849 | 0.14986 | Gudhjem 10 kV | Scenario_3 | outage_line_12
1.0046 | -2.5399 | 0 | 0 | Hasle A | Scenario_3 | outage_line_13
|  | 0 | 0 | Hasle B | Scenario_3 | outage_line_13
|  | 0 | 0 | Snorrebakken | Scenario_3 | outage_line_13
|  | 0 | 0 | Olsker | Scenario_3 | outage_line_13
|  | 0 | 0 | Ronne Nord | Scenario_3 | outage_line_13
1.005 | -2.5203 | 0 | 0 | BOR-HAS split 3 | Scenario_3 | outage_line_13
1.0002 | -2.8673 | 0 | 0 | Allinge | Scenario_3 | outage_line_13
0.99578 | -3.7518 | 0 | 0 | Svaneke | Scenario_3 | outage_line_13
0.99485 | -3.8191 | 0 | 0 | Nexo | Scenario_3 | outage_line_13
0.95433 | 0.00077332 | 0 | 0 | Bodilsker | Scenario_3 | outage_line_13
|  | 0 | 0 | Poulsker | Scenario_3 | outage_line_13
|  | 0 | 0 | Aakirkeby | Scenario_3 | outage_line_13
0.997 | -3.6764 | 0 | 0 | Dalslunde | Scenario_3 | outage_line_13
0.99781 | -3.4135 | 0 | 0 | Osterlars | Scenario_3 | outage_line_13
1.0007 | -2.8814 | 0 | 0 | Olsker | Scenario_3 | outage_line_13
0.99764 | -3.4317 | 0 | 0 | Gudhjem | Scenario_3 | outage_line_13
|  | 0 | 0 | Viadukten A | Scenario_3 | outage_line_13
|  | 0 | 0 | Viadukten B | Scenario_3 | outage_line_13
|  | 0 | 0 | Ronne Syd | Scenario_3 | outage_line_13
|  | 0 | 0 | Vaerket A | Scenario_3 | outage_line_13
|  | 0 | 0 | Vaerket B | Scenario_3 | outage_line_13
|  | 0 | 0 | Vesthavnen | Scenario_3 | outage_line_13
|  | 0 | 0 | Auxiliary bus Viadukten 1 | Scenario_3 | outage_line_13
|  | 0 | 0 | Auxiliary bus Viadukten 2 | Scenario_3 | outage_line_13
|  | 0 | 0 | Auxiliary bus Viadukten 3 | Scenario_3 | outage_line_13
1.0159 | -1.4855 | 0 | 0 | BOR HAS split 1 | Scenario_3 | outage_line_13
1.0159 | -1.5044 | 0 | 0 | BOR HAS split 2 | Scenario_3 | outage_line_13
1.0141 | -1.1783 | 0 | 0 | Borrby | Scenario_3 | outage_line_13
0.91 | 0 | -10.4764 | 9.5021 | Tomelilla | Scenario_3 | outage_line_13
|  | 0 | 0 | Vaerket Blok 6 | Scenario_3 | outage_line_13
|  | 0 | 0 | Vaerket Blok 5 | Scenario_3 | outage_line_13
|  | 0 | 0 | Vaerket Diesler | Scenario_3 | outage_line_13
|  | 0 | 0 | Vaer N | Scenario_3 | outage_line_13
|  | 0 | 0 | Dampværk A | Scenario_3 | outage_line_13
|  | 0 | 0 | Dampværk B | Scenario_3 | outage_line_13
|  | 0 | 0 | Aux bus trafo DMP | Scenario_3 | outage_line_13
|  | 0 | 0 | Aux bus trafo DMP 2 | Scenario_3 | outage_line_13
|  | 0 | 0 | Snorrebakken 10 kV | Scenario_3 | outage_line_13
1.0046 | -2.5399 | 0 | 0 | Aux bus trafo HASLE | Scenario_3 | outage_line_13
1.0046 | -2.5399 | 0 | 0 | Aux bus trafo HASLE | Scenario_3 | outage_line_13
1.045 | -3.4531 | 1.8448 | 0.65132 | Hasle 10 kV | Scenario_3 | outage_line_13
0.99744 | -4.2843 | 1.4623 | 0.10804 | Olsker 10 kV | Scenario_3 | outage_line_13
1.0403 | -3.9063 | 1.5777 | 0.76002 | Østerlars 10 kV | Scenario_3 | outage_line_13
|  | 0 | 0 | Åkirkeby 10 kV | Scenario_3 | outage_line_13
1.0405 | -4.811 | 2.1147 | 0.093342 | Nexø 10 kV | Scenario_3 | outage_line_13
1 | 0 | -7.3771e-07 | -0.054657 | Bodilsker 10 kV | Scenario_3 | outage_line_13
|  | 0 | 0 | Rønne Syd 10 kV | Scenario_3 | outage_line_13
1.0286 | -3.3684 | 1.1751 | 2.0354 | Allinge 10 kV | Scenario_3 | outage_line_13
1.0311 | -4.3104 | 1.2373 | 1.262 | Svaneke 10 kV | Scenario_3 | outage_line_13
|  | 0 | 0 | Viadukten 10 kV | Scenario_3 | outage_line_13
|  | 0 | 0 | Auxiliary bus Viadukten 4 | Scenario_3 | outage_line_13
|  | 0 | 0 | Rønne Nord 10 kV | Scenario_3 | outage_line_13
|  | 0 | 0 | Poulsker 10 kV | Scenario_3 | outage_line_13
|  | 0 | 0 | Vesthavnen 10 kV | Scenario_3 | outage_line_13
0.99447 | -4.074 | 0.68849 | 0.14986 | Gudhjem 10 kV | Scenario_3 | outage_line_13
1.0038 | -1.9583 | 0 | 0 | Hasle A | Scenario_3 | outage_line_14
|  | 0 | 0 | Hasle B | Scenario_3 | outage_line_14
|  | 0 | 0 | Snorrebakken | Scenario_3 | outage_line_14
|  | 0 | 0 | Olsker | Scenario_3 | outage_line_14
|  | 0 | 0 | Ronne Nord | Scenario_3 | outage_line_14
1.0042 | -1.946 | 0 | 0 | BOR-HAS split 3 | Scenario_3 | outage_line_14
0.99938 | -2.1573 | 0 | 0 | Allinge | Scenario_3 | outage_line_14
0.99537 | -2.5327 | 0 | 0 | Svaneke | Scenario_3 | outage_line_14
|  | 0 | 0 | Nexo | Scenario_3 | outage_line_14
0.95433 | 0.00077332 | 0 | 0 | Bodilsker | Scenario_3 | outage_line_14
|  | 0 | 0 | Poulsker | Scenario_3 | outage_line_14
|  | 0 | 0 | Aakirkeby | Scenario_3 | outage_line_14
0.99609 | -2.53 | 0 | 0 | Dalslunde | Scenario_3 | outage_line_14
0.99697 | -2.4561 | 0 | 0 | Osterlars | Scenario_3 | outage_line_14
0.99994 | -2.1715 | 0 | 0 | Olsker | Scenario_3 | outage_line_14
0.9968 | -2.4743 | 0 | 0 | Gudhjem | Scenario_3 | outage_line_14
|  | 0 | 0 | Viadukten A | Scenario_3 | outage_line_14
|  | 0 | 0 | Viadukten B | Scenario_3 | outage_line_14
|  | 0 | 0 | Ronne Syd | Scenario_3 | outage_line_14
|  | 0 | 0 | Vaerket A | Scenario_3 | outage_line_14
|  | 0 | 0 | Vaerket B | Scenario_3 | outage_line_14
|  | 0 | 0 | Vesthavnen | Scenario_3 | outage_line_14
|  | 0 | 0 | Auxiliary bus Viadukten 1 | Scenario_3 | outage_line_14
|  | 0 | 0 | Auxiliary bus Viadukten 2 | Scenario_3 | outage_line_14
|  | 0 | 0 | Auxiliary bus Viadukten 3 | Scenario_3 | outage_line_14
1.0134 | -1.1769 | 0 | 0 | BOR HAS split 1 | Scenario_3 | outage_line_14
1.0133 | -1.1923 | 0 | 0 | BOR HAS split 2 | Scenario_3 | outage_line_14
1.0117 | -0.92933 | 0 | 0 | Borrby | Scenario_3 | outage_line_14
0.91 | 0 | -8.2117 | 8.176 | Tomelilla | Scenario_3 | outage_line_14
|  | 0 | 0 | Vaerket Blok 6 | Scenario_3 | outage_line_14
|  | 0 | 0 | Vaerket Blok 5 | Scenario_3 | outage_line_14
|  | 0 | 0 | Vaerket Diesler | Scenario_3 | outage_line_14
|  | 0 | 0 | Vaer N | Scenario_3 | outage_line_14
|  | 0 | 0 | Dampværk A | Scenario_3 | outage_line_14
|  | 0 | 0 | Dampværk B | Scenario_3 | outage_line_14
|  | 0 | 0 | Aux bus trafo DMP | Scenario_3 | outage_line_14
|  | 0 | 0 | Aux bus trafo DMP 2 | Scenario_3 | outage_line_14
|  | 0 | 0 | Snorrebakken 10 kV | Scenario_3 | outage_line_14
1.0038 | -1.9583 | 0 | 0 | Aux bus trafo HASLE | Scenario_3 | outage_line_14
1.0038 | -1.9583 | 0 | 0 | Aux bus trafo HASLE | Scenario_3 | outage_line_14
1.0442 | -2.8729 | 1.8448 | 0.65132 | Hasle 10 kV | Scenario_3 | outage_line_14
0.99664 | -3.5766 | 1.4623 | 0.10804 | Olsker 10 kV | Scenario_3 | outage_line_14
1.0394 | -2.9498 | 1.5777 | 0.76002 | Østerlars 10 kV | Scenario_3 | outage_line_14
|  | 0 | 0 | Åkirkeby 10 kV | Scenario_3 | outage_line_14
|  | 0 | 0 | Nexø 10 kV | Scenario_3 | outage_line_14
1 | 0 | -7.3771e-07 | -0.054657 | Bodilsker 10 kV | Scenario_3 | outage_line_14
|  | 0 | 0 | Rønne Syd 10 kV | Scenario_3 | outage_line_14
1.0277 | -2.6593 | 1.1751 | 2.0354 | Allinge 10 kV | Scenario_3 | outage_line_14
1.0307 | -3.0917 | 1.2373 | 1.262 | Svaneke 10 kV | Scenario_3 | outage_line_14
|  | 0 | 0 | Viadukten 10 kV | Scenario_3 | outage_line_14
|  | 0 | 0 | Auxiliary bus Viadukten 4 | Scenario_3 | outage_line_14
|  | 0 | 0 | Rønne Nord 10 kV | Scenario_3 | outage_line_14
|  | 0 | 0 | Poulsker 10 kV | Scenario_3 | outage_line_14
|  | 0 | 0 | Vesthavnen 10 kV | Scenario_3 | outage_line_14
0.99363 | -3.1178 | 0.68849 | 0.14986 | Gudhjem 10 kV | Scenario_3 | outage_line_14
1.0066 | -1.7185 | 0 | 0 | Hasle A | Scenario_3 | outage_line_15
|  | 0 | 0 | Hasle B | Scenario_3 | outage_line_15
|  | 0 | 0 | Snorrebakken | Scenario_3 | outage_line_15
|  | 0 | 0 | Olsker | Scenario_3 | outage_line_15
|  | 0 | 0 | Ronne Nord | Scenario_3 | outage_line_15
1.0069 | -1.7085 | 0 | 0 | BOR-HAS split 3 | Scenario_3 | outage_line_15
1.0029 | -1.8684 | 0 | 0 | Allinge | Scenario_3 | outage_line_15
|  | 0 | 0 | Svaneke | Scenario_3 | outage_line_15
|  | 0 | 0 | Nexo | Scenario_3 | outage_line_15
0.95433 | 0.00077332 | 0 | 0 | Bodilsker | Scenario_3 | outage_line_15
|  | 0 | 0 | Poulsker | Scenario_3 | outage_line_15
|  | 0 | 0 | Aakirkeby | Scenario_3 | outage_line_15
1.0018 | -2.0746 | 0 | 0 | Dalslunde | Scenario_3 | outage_line_15
1.0017 | -2.0723 | 0 | 0 | Osterlars | Scenario_3 | outage_line_15
1.0034 | -1.8824 | 0 | 0 | Olsker | Scenario_3 | outage_line_15
1.0015 | -2.0904 | 0 | 0 | Gudhjem | Scenario_3 | outage_line_15
|  | 0 | 0 | Viadukten A | Scenario_3 | outage_line_15
|  | 0 | 0 | Viadukten B | Scenario_3 | outage_line_15
|  | 0 | 0 | Ronne Syd | Scenario_3 | outage_line_15
|  | 0 | 0 | Vaerket A | Scenario_3 | outage_line_15
|  | 0 | 0 | Vaerket B | Scenario_3 | outage_line_15
|  | 0 | 0 | Vesthavnen | Scenario_3 | outage_line_15
|  | 0 | 0 | Auxiliary bus Viadukten 1 | Scenario_3 | outage_line_15
|  | 0 | 0 | Auxiliary bus Viadukten 2 | Scenario_3 | outage_line_15
|  | 0 | 0 | Auxiliary bus Viadukten 3 | Scenario_3 | outage_line_15
1.014 | -1.0123 | 0 | 0 | BOR HAS split 1 | Scenario_3 | outage_line_15
1.014 | -1.0265 | 0 | 0 | BOR HAS split 2 | Scenario_3 | outage_line_15
1.0121 | -0.79085 | 0 | 0 | Borrby | Scenario_3 | outage_line_15
0.91 | 0 | -6.9236 | 8.3443 | Tomelilla | Scenario_3 | outage_line_15
|  | 0 | 0 | Vaerket Blok 6 | Scenario_3 | outage_line_15
|  | 0 | 0 | Vaerket Blok 5 | Scenario_3 | outage_line_15
|  | 0 | 0 | Vaerket Diesler | Scenario_3 | outage_line_15
|  | 0 | 0 | Vaer N | Scenario_3 | outage_line_15
|  | 0 | 0 | Dampværk A | Scenario_3 | outage_line_15
|  | 0 | 0 | Dampværk B | Scenario_3 | outage_line_15
|  | 0 | 0 | Aux bus trafo DMP | Scenario_3 | outage_line_15
|  | 0 | 0 | Aux bus trafo DMP 2 | Scenario_3 | outage_line_15
|  | 0 | 0 | Snorrebakken 10 kV | Scenario_3 | outage_line_15
1.0066 | -1.7185 | 0 | 0 | Aux bus trafo HASLE | Scenario_3 | outage_line_15
1.0066 | -1.7185 | 0 | 0 | Aux bus trafo HASLE | Scenario_3 | outage_line_15
1.0471 | -2.6279 | 1.8448 | 0.65132 | Hasle 10 kV | Scenario_3 | outage_line_15
1.0001 | -3.2778 | 1.4623 | 0.10804 | Olsker 10 kV | Scenario_3 | outage_line_15
1.0444 | -2.5613 | 1.5777 | 0.76002 | Østerlars 10 kV | Scenario_3 | outage_line_15
|  | 0 | 0 | Åkirkeby 10 kV | Scenario_3 | outage_line_15
|  | 0 | 0 | Nexø 10 kV | Scenario_3 | outage_line_15
1 | 0 | -7.3771e-07 | -0.054657 | Bodilsker 10 kV | Scenario_3 | outage_line_15
|  | 0 | 0 | Rønne Syd 10 kV | Scenario_3 | outage_line_15
1.0315 | -2.3668 | 1.1751 | 2.0354 | Allinge 10 kV | Scenario_3 | outage_line_15
|  | 0 | 0 | Svaneke 10 kV | Scenario_3 | outage_line_15
|  | 0 | 0 | Viadukten 10 kV | Scenario_3 | outage_line_15
|  | 0 | 0 | Auxiliary bus Viadukten 4 | Scenario_3 | outage_line_15
|  | 0 | 0 | Rønne Nord 10 kV | Scenario_3 | outage_line_15
|  | 0 | 0 | Poulsker 10 kV | Scenario_3 | outage_line_15
|  | 0 | 0 | Vesthavnen 10 kV | Scenario_3 | outage_line_15
0.99838 | -2.7278 | 0.68849 | 0.14986 | Gudhjem 10 kV | Scenario_3 | outage_line_15
1.0062 | -1.7068 | 0 | 0 | Hasle A | Scenario_3 | outage_line_16
|  | 0 | 0 | Hasle B | Scenario_3 | outage_line_16
|  | 0 | 0 | Snorrebakken | Scenario_3 | outage_line_16
|  | 0 | 0 | Olsker | Scenario_3 | outage_line_16
|  | 0 | 0 | Ronne Nord | Scenario_3 | outage_line_16
1.0065 | -1.697 | 0 | 0 | BOR-HAS split 3 | Scenario_3 | outage_line_16
1.0024 | -1.8536 | 0 | 0 | Allinge | Scenario_3 | outage_line_16
|  | 0 | 0 | Svaneke | Scenario_3 | outage_line_16
|  | 0 | 0 | Nexo | Scenario_3 | outage_line_16
0.95433 | 0.00077332 | 0 | 0 | Bodilsker | Scenario_3 | outage_line_16
|  | 0 | 0 | Poulsker | Scenario_3 | outage_line_16
|  | 0 | 0 | Aakirkeby | Scenario_3 | outage_line_16
|  | 0 | 0 | Dalslunde | Scenario_3 | outage_line_16
1.0011 | -2.0517 | 0 | 0 | Osterlars | Scenario_3 | outage_line_16
1.0029 | -1.8677 | 0 | 0 | Olsker | Scenario_3 | outage_line_16
1.0009 | -2.0699 | 0 | 0 | Gudhjem | Scenario_3 | outage_line_16
|  | 0 | 0 | Viadukten A | Scenario_3 | outage_line_16
|  | 0 | 0 | Viadukten B | Scenario_3 | outage_line_16
|  | 0 | 0 | Ronne Syd | Scenario_3 | outage_line_16
|  | 0 | 0 | Vaerket A | Scenario_3 | outage_line_16
|  | 0 | 0 | Vaerket B | Scenario_3 | outage_line_16
|  | 0 | 0 | Vesthavnen | Scenario_3 | outage_line_16
|  | 0 | 0 | Auxiliary bus Viadukten 1 | Scenario_3 | outage_line_16
|  | 0 | 0 | Auxiliary bus Viadukten 2 | Scenario_3 | outage_line_16
|  | 0 | 0 | Auxiliary bus Viadukten 3 | Scenario_3 | outage_line_16
1.0138 | -1.0106 | 0 | 0 | BOR HAS split 1 | Scenario_3 | outage_line_16
1.0138 | -1.0248 | 0 | 0 | BOR HAS split 2 | Scenario_3 | outage_line_16
1.0119 | -0.79025 | 0 | 0 | Borrby | Scenario_3 | outage_line_16
0.91 | 0 | -6.9222 | 8.2287 | Tomelilla | Scenario_3 | outage_line_16
|  | 0 | 0 | Vaerket Blok 6 | Scenario_3 | outage_line_16
|  | 0 | 0 | Vaerket Blok 5 | Scenario_3 | outage_line_16
|  | 0 | 0 | Vaerket Diesler | Scenario_3 | outage_line_16
|  | 0 | 0 | Vaer N | Scenario_3 | outage_line_16
|  | 0 | 0 | Dampværk A | Scenario_3 | outage_line_16
|  | 0 | 0 | Dampværk B | Scenario_3 | outage_line_16
|  | 0 | 0 | Aux bus trafo DMP | Scenario_3 | outage_line_16
|  | 0 | 0 | Aux bus trafo DMP 2 | Scenario_3 | outage_line_16
|  | 0 | 0 | Snorrebakken 10 kV | Scenario_3 | outage_line_16
1.0062 | -1.7068 | 0 | 0 | Aux bus trafo HASLE | Scenario_3 | outage_line_16
1.0062 | -1.7068 | 0 | 0 | Aux bus trafo HASLE | Scenario_3 | outage_line_16
1.0467 | -2.6169 | 1.8448 | 0.65132 | Hasle 10 kV | Scenario_3 | outage_line_16
0.99966 | -3.2644 | 1.4623 | 0.10804 | Olsker 10 kV | Scenario_3 | outage_line_16
1.0438 | -2.5413 | 1.5777 | 0.76002 | Østerlars 10 kV | Scenario_3 | outage_line_16
|  | 0 | 0 | Åkirkeby 10 kV | Scenario_3 | outage_line_16
|  | 0 | 0 | Nexø 10 kV | Scenario_3 | outage_line_16
1 | 0 | -7.3771e-07 | -0.054657 | Bodilsker 10 kV | Scenario_3 | outage_line_16
|  | 0 | 0 | Rønne Syd 10 kV | Scenario_3 | outage_line_16
1.0309 | -2.3525 | 1.1751 | 2.0354 | Allinge 10 kV | Scenario_3 | outage_line_16
|  | 0 | 0 | Svaneke 10 kV | Scenario_3 | outage_line_16
|  | 0 | 0 | Viadukten 10 kV | Scenario_3 | outage_line_16
|  | 0 | 0 | Auxiliary bus Viadukten 4 | Scenario_3 | outage_line_16
|  | 0 | 0 | Rønne Nord 10 kV | Scenario_3 | outage_line_16
|  | 0 | 0 | Poulsker 10 kV | Scenario_3 | outage_line_16
|  | 0 | 0 | Vesthavnen 10 kV | Scenario_3 | outage_line_16
0.99774 | -2.708 | 0.68849 | 0.14986 | Gudhjem 10 kV | Scenario_3 | outage_line_16
1.0042 | -1.47 | 0 | 0 | Hasle A | Scenario_3 | outage_line_17
|  | 0 | 0 | Hasle B | Scenario_3 | outage_line_17
|  | 0 | 0 | Snorrebakken | Scenario_3 | outage_line_17
|  | 0 | 0 | Olsker | Scenario_3 | outage_line_17
|  | 0 | 0 | Ronne Nord | Scenario_3 | outage_line_17
1.0045 | -1.4635 | 0 | 0 | BOR-HAS split 3 | Scenario_3 | outage_line_17
0.99999 | -1.5624 | 0 | 0 | Allinge | Scenario_3 | outage_line_17
|  | 0 | 0 | Svaneke | Scenario_3 | outage_line_17
|  | 0 | 0 | Nexo | Scenario_3 | outage_line_17
0.95433 | 0.00077332 | 0 | 0 | Bodilsker | Scenario_3 | outage_line_17
|  | 0 | 0 | Poulsker | Scenario_3 | outage_line_17
|  | 0 | 0 | Aakirkeby | Scenario_3 | outage_line_17
|  | 0 | 0 | Dalslunde | Scenario_3 | outage_line_17
0.99801 | -1.656 | 0 | 0 | Osterlars | Scenario_3 | outage_line_17
1.0006 | -1.5766 | 0 | 0 | Olsker | Scenario_3 | outage_line_17
|  | 0 | 0 | Gudhjem | Scenario_3 | outage_line_17
|  | 0 | 0 | Viadukten A | Scenario_3 | outage_line_17
|  | 0 | 0 | Viadukten B | Scenario_3 | outage_line_17
|  | 0 | 0 | Ronne Syd | Scenario_3 | outage_line_17
|  | 0 | 0 | Vaerket A | Scenario_3 | outage_line_17
|  | 0 | 0 | Vaerket B | Scenario_3 | outage_line_17
|  | 0 | 0 | Vesthavnen | Scenario_3 | outage_line_17
|  | 0 | 0 | Auxiliary bus Viadukten 1 | Scenario_3 | outage_line_17
|  | 0 | 0 | Auxiliary bus Viadukten 2 | Scenario_3 | outage_line_17
|  | 0 | 0 | Auxiliary bus Viadukten 3 | Scenario_3 | outage_line_17
1.0118 | -0.90541 | 0 | 0 | BOR HAS split 1 | Scenario_3 | outage_line_17
1.0118 | -0.91794 | 0 | 0 | BOR HAS split 2 | Scenario_3 | outage_line_17
1.0101 | -0.70868 | 0 | 0 | Borrby | Scenario_3 | outage_line_17
0.91 | 0 | -6.2025 | 7.2834 | Tomelilla | Scenario_3 | outage_line_17
|  | 0 | 0 | Vaerket Blok 6 | Scenario_3 | outage_line_17
|  | 0 | 0 | Vaerket Blok 5 | Scenario_3 | outage_line_17
|  | 0 | 0 | Vaerket Diesler | Scenario_3 | outage_line_17
|  | 0 | 0 | Vaer N | Scenario_3 | outage_line_17
|  | 0 | 0 | Dampværk A | Scenario_3 | outage_line_17
|  | 0 | 0 | Dampværk B | Scenario_3 | outage_line_17
|  | 0 | 0 | Aux bus trafo DMP | Scenario_3 | outage_line_17
|  | 0 | 0 | Aux bus trafo DMP 2 | Scenario_3 | outage_line_17
|  | 0 | 0 | Snorrebakken 10 kV | Scenario_3 | outage_line_17
1.0042 | -1.47 | 0 | 0 | Aux bus trafo HASLE | Scenario_3 | outage_line_17
1.0042 | -1.47 | 0 | 0 | Aux bus trafo HASLE | Scenario_3 | outage_line_17
1.0445 | -2.3839 | 1.8448 | 0.65132 | Hasle 10 kV | Scenario_3 | outage_line_17
0.99726 | -2.98 | 1.4623 | 0.10804 | Olsker 10 kV | Scenario_3 | outage_line_17
1.0405 | -2.1486 | 1.5777 | 0.76002 | Østerlars 10 kV | Scenario_3 | outage_line_17
|  | 0 | 0 | Åkirkeby 10 kV | Scenario_3 | outage_line_17
|  | 0 | 0 | Nexø 10 kV | Scenario_3 | outage_line_17
1 | 0 | -7.3771e-07 | -0.054657 | Bodilsker 10 kV | Scenario_3 | outage_line_17
|  | 0 | 0 | Rønne Syd 10 kV | Scenario_3 | outage_line_17
1.0284 | -2.0638 | 1.1751 | 2.0354 | Allinge 10 kV | Scenario_3 | outage_line_17
|  | 0 | 0 | Svaneke 10 kV | Scenario_3 | outage_line_17
|  | 0 | 0 | Viadukten 10 kV | Scenario_3 | outage_line_17
|  | 0 | 0 | Auxiliary bus Viadukten 4 | Scenario_3 | outage_line_17
|  | 0 | 0 | Rønne Nord 10 kV | Scenario_3 | outage_line_17
|  | 0 | 0 | Poulsker 10 kV | Scenario_3 | outage_line_17
|  | 0 | 0 | Vesthavnen 10 kV | Scenario_3 | outage_line_17
|  | 0 | 0 | Gudhjem 10 kV | Scenario_3 | outage_line_17
1.01 | -1.2354 | 0 | 0 | Hasle A | Scenario_3 | outage_line_18
|  | 0 | 0 | Hasle B | Scenario_3 | outage_line_18
|  | 0 | 0 | Snorrebakken | Scenario_3 | outage_line_18
|  | 0 | 0 | Olsker | Scenario_3 | outage_line_18
|  | 0 | 0 | Ronne Nord | Scenario_3 | outage_line_18
1.0102 | -1.2307 | 0 | 0 | BOR-HAS split 3 | Scenario_3 | outage_line_18
1.0071 | -1.2844 | 0 | 0 | Allinge | Scenario_3 | outage_line_18
|  | 0 | 0 | Svaneke | Scenario_3 | outage_line_18
|  | 0 | 0 | Nexo | Scenario_3 | outage_line_18
0.95433 | 0.00077332 | 0 | 0 | Bodilsker | Scenario_3 | outage_line_18
|  | 0 | 0 | Poulsker | Scenario_3 | outage_line_18
|  | 0 | 0 | Aakirkeby | Scenario_3 | outage_line_18
|  | 0 | 0 | Dalslunde | Scenario_3 | outage_line_18
|  | 0 | 0 | Osterlars | Scenario_3 | outage_line_18
1.0076 | -1.2983 | 0 | 0 | Olsker | Scenario_3 | outage_line_18
|  | 0 | 0 | Gudhjem | Scenario_3 | outage_line_18
|  | 0 | 0 | Viadukten A | Scenario_3 | outage_line_18
|  | 0 | 0 | Viadukten B | Scenario_3 | outage_line_18
|  | 0 | 0 | Ronne Syd | Scenario_3 | outage_line_18
|  | 0 | 0 | Vaerket A | Scenario_3 | outage_line_18
|  | 0 | 0 | Vaerket B | Scenario_3 | outage_line_18
|  | 0 | 0 | Vesthavnen | Scenario_3 | outage_line_18
|  | 0 | 0 | Auxiliary bus Viadukten 1 | Scenario_3 | outage_line_18
|  | 0 | 0 | Auxiliary bus Viadukten 2 | Scenario_3 | outage_line_18
|  | 0 | 0 | Auxiliary bus Viadukten 3 | Scenario_3 | outage_line_18
1.0141 | -0.70794 | 0 | 0 | BOR HAS split 1 | Scenario_3 | outage_line_18
1.0141 | -0.71967 | 0 | 0 | BOR HAS split 2 | Scenario_3 | outage_line_18
1.0119 | -0.53817 | 0 | 0 | Borrby | Scenario_3 | outage_line_18
0.91 | 0 | -4.5918 | 8.126 | Tomelilla | Scenario_3 | outage_line_18
|  | 0 | 0 | Vaerket Blok 6 | Scenario_3 | outage_line_18
|  | 0 | 0 | Vaerket Blok 5 | Scenario_3 | outage_line_18
|  | 0 | 0 | Vaerket Diesler | Scenario_3 | outage_line_18
|  | 0 | 0 | Vaer N | Scenario_3 | outage_line_18
|  | 0 | 0 | Dampværk A | Scenario_3 | outage_line_18
|  | 0 | 0 | Dampværk B | Scenario_3 | outage_line_18
|  | 0 | 0 | Aux bus trafo DMP | Scenario_3 | outage_line_18
|  | 0 | 0 | Aux bus trafo DMP 2 | Scenario_3 | outage_line_18
|  | 0 | 0 | Snorrebakken 10 kV | Scenario_3 | outage_line_18
1.01 | -1.2354 | 0 | 0 | Aux bus trafo HASLE | Scenario_3 | outage_line_18
1.01 | -1.2354 | 0 | 0 | Aux bus trafo HASLE | Scenario_3 | outage_line_18
1.0506 | -2.1389 | 1.8448 | 0.65132 | Hasle 10 kV | Scenario_3 | outage_line_18
1.0043 | -2.6821 | 1.4623 | 0.10804 | Olsker 10 kV | Scenario_3 | outage_line_18
|  | 0 | 0 | Østerlars 10 kV | Scenario_3 | outage_line_18
|  | 0 | 0 | Åkirkeby 10 kV | Scenario_3 | outage_line_18
|  | 0 | 0 | Nexø 10 kV | Scenario_3 | outage_line_18
1 | 0 | -7.3771e-07 | -0.054657 | Bodilsker 10 kV | Scenario_3 | outage_line_18
|  | 0 | 0 | Rønne Syd 10 kV | Scenario_3 | outage_line_18
1.0359 | -1.7786 | 1.1751 | 2.0354 | Allinge 10 kV | Scenario_3 | outage_line_18
|  | 0 | 0 | Svaneke 10 kV | Scenario_3 | outage_line_18
|  | 0 | 0 | Viadukten 10 kV | Scenario_3 | outage_line_18
|  | 0 | 0 | Auxiliary bus Viadukten 4 | Scenario_3 | outage_line_18
|  | 0 | 0 | Rønne Nord 10 kV | Scenario_3 | outage_line_18
|  | 0 | 0 | Poulsker 10 kV | Scenario_3 | outage_line_18
|  | 0 | 0 | Vesthavnen 10 kV | Scenario_3 | outage_line_18
|  | 0 | 0 | Gudhjem 10 kV | Scenario_3 | outage_line_18
1.0171 | -1.1491 | 0 | 0 | Hasle A | Scenario_3 | outage_line_19
|  | 0 | 0 | Hasle B | Scenario_3 | outage_line_19
|  | 0 | 0 | Snorrebakken | Scenario_3 | outage_line_19
|  | 0 | 0 | Olsker | Scenario_3 | outage_line_19
|  | 0 | 0 | Ronne Nord | Scenario_3 | outage_line_19
1.0172 | -1.144 | 0 | 0 | BOR-HAS split 3 | Scenario_3 | outage_line_19
|  | 0 | 0 | Allinge | Scenario_3 | outage_line_19
|  | 0 | 0 | Svaneke | Scenario_3 | outage_line_19
|  | 0 | 0 | Nexo | Scenario_3 | outage_line_19
0.95433 | 0.00077332 | 0 | 0 | Bodilsker | Scenario_3 | outage_line_19
|  | 0 | 0 | Poulsker | Scenario_3 | outage_line_19
|  | 0 | 0 | Aakirkeby | Scenario_3 | outage_line_19
|  | 0 | 0 | Dalslunde | Scenario_3 | outage_line_19
|  | 0 | 0 | Osterlars | Scenario_3 | outage_line_19
1.0163 | -1.2027 | 0 | 0 | Olsker | Scenario_3 | outage_line_19
|  | 0 | 0 | Gudhjem | Scenario_3 | outage_line_19
|  | 0 | 0 | Viadukten A | Scenario_3 | outage_line_19
|  | 0 | 0 | Viadukten B | Scenario_3 | outage_line_19
|  | 0 | 0 | Ronne Syd | Scenario_3 | outage_line_19
|  | 0 | 0 | Vaerket A | Scenario_3 | outage_line_19
|  | 0 | 0 | Vaerket B | Scenario_3 | outage_line_19
|  | 0 | 0 | Vesthavnen | Scenario_3 | outage_line_19
|  | 0 | 0 | Auxiliary bus Viadukten 1 | Scenario_3 | outage_line_19
|  | 0 | 0 | Auxiliary bus Viadukten 2 | Scenario_3 | outage_line_19
|  | 0 | 0 | Auxiliary bus Viadukten 3 | Scenario_3 | outage_line_19
1.0177 | -0.57535 | 0 | 0 | BOR HAS split 1 | Scenario_3 | outage_line_19
1.0178 | -0.58732 | 0 | 0 | BOR HAS split 2 | Scenario_3 | outage_line_19
1.0147 | -0.41762 | 0 | 0 | Borrby | Scenario_3 | outage_line_19
0.91 | 0 | -3.4131 | 9.5805 | Tomelilla | Scenario_3 | outage_line_19
|  | 0 | 0 | Vaerket Blok 6 | Scenario_3 | outage_line_19
|  | 0 | 0 | Vaerket Blok 5 | Scenario_3 | outage_line_19
|  | 0 | 0 | Vaerket Diesler | Scenario_3 | outage_line_19
|  | 0 | 0 | Vaer N | Scenario_3 | outage_line_19
|  | 0 | 0 | Dampværk A | Scenario_3 | outage_line_19
|  | 0 | 0 | Dampværk B | Scenario_3 | outage_line_19
|  | 0 | 0 | Aux bus trafo DMP | Scenario_3 | outage_line_19
|  | 0 | 0 | Aux bus trafo DMP 2 | Scenario_3 | outage_line_19
|  | 0 | 0 | Snorrebakken 10 kV | Scenario_3 | outage_line_19
1.0171 | -1.1491 | 0 | 0 | Aux bus trafo HASLE | Scenario_3 | outage_line_19
1.0171 | -1.1491 | 0 | 0 | Aux bus trafo HASLE | Scenario_3 | outage_line_19
1.0581 | -2.0398 | 1.8448 | 0.65132 | Hasle 10 kV | Scenario_3 | outage_line_19
1.013 | -2.5628 | 1.4623 | 0.10804 | Olsker 10 kV | Scenario_3 | outage_line_19
|  | 0 | 0 | Østerlars 10 kV | Scenario_3 | outage_line_19
|  | 0 | 0 | Åkirkeby 10 kV | Scenario_3 | outage_line_19
|  | 0 | 0 | Nexø 10 kV | Scenario_3 | outage_line_19
1 | 0 | -7.3771e-07 | -0.054657 | Bodilsker 10 kV | Scenario_3 | outage_line_19
|  | 0 | 0 | Rønne Syd 10 kV | Scenario_3 | outage_line_19
|  | 0 | 0 | Allinge 10 kV | Scenario_3 | outage_line_19
|  | 0 | 0 | Svaneke 10 kV | Scenario_3 | outage_line_19
|  | 0 | 0 | Viadukten 10 kV | Scenario_3 | outage_line_19
|  | 0 | 0 | Auxiliary bus Viadukten 4 | Scenario_3 | outage_line_19
|  | 0 | 0 | Rønne Nord 10 kV | Scenario_3 | outage_line_19
|  | 0 | 0 | Poulsker 10 kV | Scenario_3 | outage_line_19
|  | 0 | 0 | Vesthavnen 10 kV | Scenario_3 | outage_line_19
|  | 0 | 0 | Gudhjem 10 kV | Scenario_3 | outage_line_19
1.0202 | -0.87572 | 0 | 0 | Hasle A | Scenario_3 | outage_line_20
|  | 0 | 0 | Hasle B | Scenario_3 | outage_line_20
|  | 0 | 0 | Snorrebakken | Scenario_3 | outage_line_20
|  | 0 | 0 | Olsker | Scenario_3 | outage_line_20
|  | 0 | 0 | Ronne Nord | Scenario_3 | outage_line_20
1.0203 | -0.87326 | 0 | 0 | BOR-HAS split 3 | Scenario_3 | outage_line_20
|  | 0 | 0 | Allinge | Scenario_3 | outage_line_20
|  | 0 | 0 | Svaneke | Scenario_3 | outage_line_20
|  | 0 | 0 | Nexo | Scenario_3 | outage_line_20
0.95433 | 0.00077332 | 0 | 0 | Bodilsker | Scenario_3 | outage_line_20
|  | 0 | 0 | Poulsker | Scenario_3 | outage_line_20
|  | 0 | 0 | Aakirkeby | Scenario_3 | outage_line_20
|  | 0 | 0 | Dalslunde | Scenario_3 | outage_line_20
|  | 0 | 0 | Osterlars | Scenario_3 | outage_line_20
|  | 0 | 0 | Olsker | Scenario_3 | outage_line_20
|  | 0 | 0 | Gudhjem | Scenario_3 | outage_line_20
|  | 0 | 0 | Viadukten A | Scenario_3 | outage_line_20
|  | 0 | 0 | Viadukten B | Scenario_3 | outage_line_20
|  | 0 | 0 | Ronne Syd | Scenario_3 | outage_line_20
|  | 0 | 0 | Vaerket A | Scenario_3 | outage_line_20
|  | 0 | 0 | Vaerket B | Scenario_3 | outage_line_20
|  | 0 | 0 | Vesthavnen | Scenario_3 | outage_line_20
|  | 0 | 0 | Auxiliary bus Viadukten 1 | Scenario_3 | outage_line_20
|  | 0 | 0 | Auxiliary bus Viadukten 2 | Scenario_3 | outage_line_20
|  | 0 | 0 | Auxiliary bus Viadukten 3 | Scenario_3 | outage_line_20
1.0184 | -0.38732 | 0 | 0 | BOR HAS split 1 | Scenario_3 | outage_line_20
1.0185 | -0.39798 | 0 | 0 | BOR HAS split 2 | Scenario_3 | outage_line_20
1.0151 | -0.25939 | 0 | 0 | Borrby | Scenario_3 | outage_line_20
0.91 | 0 | -1.9367 | 9.7259 | Tomelilla | Scenario_3 | outage_line_20
|  | 0 | 0 | Vaerket Blok 6 | Scenario_3 | outage_line_20
|  | 0 | 0 | Vaerket Blok 5 | Scenario_3 | outage_line_20
|  | 0 | 0 | Vaerket Diesler | Scenario_3 | outage_line_20
|  | 0 | 0 | Vaer N | Scenario_3 | outage_line_20
|  | 0 | 0 | Dampværk A | Scenario_3 | outage_line_20
|  | 0 | 0 | Dampværk B | Scenario_3 | outage_line_20
|  | 0 | 0 | Aux bus trafo DMP | Scenario_3 | outage_line_20
|  | 0 | 0 | Aux bus trafo DMP 2 | Scenario_3 | outage_line_20
|  | 0 | 0 | Snorrebakken 10 kV | Scenario_3 | outage_line_20
1.0202 | -0.87572 | 0 | 0 | Aux bus trafo HASLE | Scenario_3 | outage_line_20
1.0202 | -0.87572 | 0 | 0 | Aux bus trafo HASLE | Scenario_3 | outage_line_20
1.0614 | -1.7609 | 1.8448 | 0.65132 | Hasle 10 kV | Scenario_3 | outage_line_20
|  | 0 | 0 | Olsker 10 kV | Scenario_3 | outage_line_20
|  | 0 | 0 | Østerlars 10 kV | Scenario_3 | outage_line_20
|  | 0 | 0 | Åkirkeby 10 kV | Scenario_3 | outage_line_20
|  | 0 | 0 | Nexø 10 kV | Scenario_3 | outage_line_20
1 | 0 | -7.3771e-07 | -0.054657 | Bodilsker 10 kV | Scenario_3 | outage_line_20
|  | 0 | 0 | Rønne Syd 10 kV | Scenario_3 | outage_line_20
|  | 0 | 0 | Allinge 10 kV | Scenario_3 | outage_line_20
|  | 0 | 0 | Svaneke 10 kV | Scenario_3 | outage_line_20
|  | 0 | 0 | Viadukten 10 kV | Scenario_3 | outage_line_20
|  | 0 | 0 | Auxiliary bus Viadukten 4 | Scenario_3 | outage_line_20
|  | 0 | 0 | Rønne Nord 10 kV | Scenario_3 | outage_line_20
|  | 0 | 0 | Poulsker 10 kV | Scenario_3 | outage_line_20
|  | 0 | 0 | Vesthavnen 10 kV | Scenario_3 | outage_line_20
|  | 0 | 0 | Gudhjem 10 kV | Scenario_3 | outage_line_20
|  | 0 | 0 | Hasle A | Scenario_3 | outage_line_21
|  | 0 | 0 | Hasle B | Scenario_3 | outage_line_21
|  | 0 | 0 | Snorrebakken | Scenario_3 | outage_line_21
|  | 0 | 0 | Olsker | Scenario_3 | outage_line_21
|  | 0 | 0 | Ronne Nord | Scenario_3 | outage_line_21
1.025 | -0.56174 | 0 | 0 | BOR-HAS split 3 | Scenario_3 | outage_line_21
|  | 0 | 0 | Allinge | Scenario_3 | outage_line_21
|  | 0 | 0 | Svaneke | Scenario_3 | outage_line_21
|  | 0 | 0 | Nexo | Scenario_3 | outage_line_21
0.95433 | 0.00077332 | 0 | 0 | Bodilsker | Scenario_3 | outage_line_21
|  | 0 | 0 | Poulsker | Scenario_3 | outage_line_21
|  | 0 | 0 | Aakirkeby | Scenario_3 | outage_line_21
|  | 0 | 0 | Dalslunde | Scenario_3 | outage_line_21
|  | 0 | 0 | Osterlars | Scenario_3 | outage_line_21
|  | 0 | 0 | Olsker | Scenario_3 | outage_line_21
|  | 0 | 0 | Gudhjem | Scenario_3 | outage_line_21
|  | 0 | 0 | Viadukten A | Scenario_3 | outage_line_21
|  | 0 | 0 | Viadukten B | Scenario_3 | outage_line_21
|  | 0 | 0 | Ronne Syd | Scenario_3 | outage_line_21
|  | 0 | 0 | Vaerket A | Scenario_3 | outage_line_21
|  | 0 | 0 | Vaerket B | Scenario_3 | outage_line_21
|  | 0 | 0 | Vesthavnen | Scenario_3 | outage_line_21
|  | 0 | 0 | Auxiliary bus Viadukten 1 | Scenario_3 | outage_line_21
|  | 0 | 0 | Auxiliary bus Viadukten 2 | Scenario_3 | outage_line_21
|  | 0 | 0 | Auxiliary bus Viadukten 3 | Scenario_3 | outage_line_21
1.0198 | -0.15625 | 0 | 0 | BOR HAS split 1 | Scenario_3 | outage_line_21
1.02 | -0.16554 | 0 | 0 | BOR HAS split 2 | Scenario_3 | outage_line_21
1.0161 | -0.063106 | 0 | 0 | Borrby | Scenario_3 | outage_line_21
0.91 | 0 | -0.091414 | 10.1561 | Tomelilla | Scenario_3 | outage_line_21
|  | 0 | 0 | Vaerket Blok 6 | Scenario_3 | outage_line_21
|  | 0 | 0 | Vaerket Blok 5 | Scenario_3 | outage_line_21
|  | 0 | 0 | Vaerket Diesler | Scenario_3 | outage_line_21
|  | 0 | 0 | Vaer N | Scenario_3 | outage_line_21
|  | 0 | 0 | Dampværk A | Scenario_3 | outage_line_21
|  | 0 | 0 | Dampværk B | Scenario_3 | outage_line_21
|  | 0 | 0 | Aux bus trafo DMP | Scenario_3 | outage_line_21
|  | 0 | 0 | Aux bus trafo DMP 2 | Scenario_3 | outage_line_21
|  | 0 | 0 | Snorrebakken 10 kV | Scenario_3 | outage_line_21
|  | 0 | 0 | Aux bus trafo HASLE | Scenario_3 | outage_line_21
|  | 0 | 0 | Aux bus trafo HASLE | Scenario_3 | outage_line_21
|  | 0 | 0 | Hasle 10 kV | Scenario_3 | outage_line_21
|  | 0 | 0 | Olsker 10 kV | Scenario_3 | outage_line_21
|  | 0 | 0 | Østerlars 10 kV | Scenario_3 | outage_line_21
|  | 0 | 0 | Åkirkeby 10 kV | Scenario_3 | outage_line_21
|  | 0 | 0 | Nexø 10 kV | Scenario_3 | outage_line_21
1 | 0 | -7.3769e-07 | -0.054657 | Bodilsker 10 kV | Scenario_3 | outage_line_21
|  | 0 | 0 | Rønne Syd 10 kV | Scenario_3 | outage_line_21
|  | 0 | 0 | Allinge 10 kV | Scenario_3 | outage_line_21
|  | 0 | 0 | Svaneke 10 kV | Scenario_3 | outage_line_21
|  | 0 | 0 | Viadukten 10 kV | Scenario_3 | outage_line_21
|  | 0 | 0 | Auxiliary bus Viadukten 4 | Scenario_3 | outage_line_21
|  | 0 | 0 | Rønne Nord 10 kV | Scenario_3 | outage_line_21
|  | 0 | 0 | Poulsker 10 kV | Scenario_3 | outage_line_21
|  | 0 | 0 | Vesthavnen 10 kV | Scenario_3 | outage_line_21
|  | 0 | 0 | Gudhjem 10 kV | Scenario_3 | outage_line_21
|  | 0 | 0 | Hasle A | Scenario_3 | outage_line_22
|  | 0 | 0 | Hasle B | Scenario_3 | outage_line_22
|  | 0 | 0 | Snorrebakken | Scenario_3 | outage_line_22
|  | 0 | 0 | Olsker | Scenario_3 | outage_line_22
|  | 0 | 0 | Ronne Nord | Scenario_3 | outage_line_22
|  | 0 | 0 | BOR-HAS split 3 | Scenario_3 | outage_line_22
|  | 0 | 0 | Allinge | Scenario_3 | outage_line_22
|  | 0 | 0 | Svaneke | Scenario_3 | outage_line_22
|  | 0 | 0 | Nexo | Scenario_3 | outage_line_22
0.95433 | 0.00077332 | 0 | 0 | Bodilsker | Scenario_3 | outage_line_22
|  | 0 | 0 | Poulsker | Scenario_3 | outage_line_22
|  | 0 | 0 | Aakirkeby | Scenario_3 | outage_line_22
|  | 0 | 0 | Dalslunde | Scenario_3 | outage_line_22
|  | 0 | 0 | Osterlars | Scenario_3 | outage_line_22
|  | 0 | 0 | Olsker | Scenario_3 | outage_line_22
|  | 0 | 0 | Gudhjem | Scenario_3 | outage_line_22
|  | 0 | 0 | Viadukten A | Scenario_3 | outage_line_22
|  | 0 | 0 | Viadukten B | Scenario_3 | outage_line_22
|  | 0 | 0 | Ronne Syd | Scenario_3 | outage_line_22
|  | 0 | 0 | Vaerket A | Scenario_3 | outage_line_22
|  | 0 | 0 | Vaerket B | Scenario_3 | outage_line_22
|  | 0 | 0 | Vesthavnen | Scenario_3 | outage_line_22
|  | 0 | 0 | Auxiliary bus Viadukten 1 | Scenario_3 | outage_line_22
|  | 0 | 0 | Auxiliary bus Viadukten 2 | Scenario_3 | outage_line_22
|  | 0 | 0 | Auxiliary bus Viadukten 3 | Scenario_3 | outage_line_22
0.99854 | -0.011111 | 0 | 0 | BOR HAS split 1 | Scenario_3 | outage_line_22
|  | 0 | 0 | BOR HAS split 2 | Scenario_3 | outage_line_22
0.99836 | -0.0065948 | 0 | 0 | Borrby | Scenario_3 | outage_line_22
0.91 | 0 | -0.031052 | 0.84544 | Tomelilla | Scenario_3 | outage_line_22
|  | 0 | 0 | Vaerket Blok 6 | Scenario_3 | outage_line_22
|  | 0 | 0 | Vaerket Blok 5 | Scenario_3 | outage_line_22
|  | 0 | 0 | Vaerket Diesler | Scenario_3 | outage_line_22
|  | 0 | 0 | Vaer N | Scenario_3 | outage_line_22
|  | 0 | 0 | Dampværk A | Scenario_3 | outage_line_22
|  | 0 | 0 | Dampværk B | Scenario_3 | outage_line_22
|  | 0 | 0 | Aux bus trafo DMP | Scenario_3 | outage_line_22
|  | 0 | 0 | Aux bus trafo DMP 2 | Scenario_3 | outage_line_22
|  | 0 | 0 | Snorrebakken 10 kV | Scenario_3 | outage_line_22
|  | 0 | 0 | Aux bus trafo HASLE | Scenario_3 | outage_line_22
|  | 0 | 0 | Aux bus trafo HASLE | Scenario_3 | outage_line_22
|  | 0 | 0 | Hasle 10 kV | Scenario_3 | outage_line_22
|  | 0 | 0 | Olsker 10 kV | Scenario_3 | outage_line_22
|  | 0 | 0 | Østerlars 10 kV | Scenario_3 | outage_line_22
|  | 0 | 0 | Åkirkeby 10 kV | Scenario_3 | outage_line_22
|  | 0 | 0 | Nexø 10 kV | Scenario_3 | outage_line_22
1 | 0 | -7.3769e-07 | -0.054657 | Bodilsker 10 kV | Scenario_3 | outage_line_22
|  | 0 | 0 | Rønne Syd 10 kV | Scenario_3 | outage_line_22
|  | 0 | 0 | Allinge 10 kV | Scenario_3 | outage_line_22
|  | 0 | 0 | Svaneke 10 kV | Scenario_3 | outage_line_22
|  | 0 | 0 | Viadukten 10 kV | Scenario_3 | outage_line_22
|  | 0 | 0 | Auxiliary bus Viadukten 4 | Scenario_3 | outage_line_22
|  | 0 | 0 | Rønne Nord 10 kV | Scenario_3 | outage_line_22
|  | 0 | 0 | Poulsker 10 kV | Scenario_3 | outage_line_22
|  | 0 | 0 | Vesthavnen 10 kV | Scenario_3 | outage_line_22
|  | 0 | 0 | Gudhjem 10 kV | Scenario_3 | outage_line_22
0.96594 | -1.9566 | 0 | 0 | Hasle A | Scenario_4 | outage_line_0
|  | 0 | 0 | Hasle B | Scenario_4 | outage_line_0
0.96125 | -1.9187 | 0 | 0 | Snorrebakken | Scenario_4 | outage_line_0
|  | 0 | 0 | Olsker | Scenario_4 | outage_line_0
0.96228 | -1.9154 | 0 | 0 | Ronne Nord | Scenario_4 | outage_line_0
0.96674 | -1.9519 | 0 | 0 | BOR-HAS split 3 | Scenario_4 | outage_line_0
0.96179 | -2.0735 | 0 | 0 | Allinge | Scenario_4 | outage_line_0
0.961 | -2.1765 | 0 | 0 | Svaneke | Scenario_4 | outage_line_0
0.96106 | -2.1577 | 0 | 0 | Nexo | Scenario_4 | outage_line_0
0.96164 | -2.1137 | 0 | 0 | Bodilsker | Scenario_4 | outage_line_0
0.96117 | -2.1285 | 0 | 0 | Poulsker | Scenario_4 | outage_line_0
0.96074 | -2.0059 | 0 | 0 | Aakirkeby | Scenario_4 | outage_line_0
0.96143 | -2.167 | 0 | 0 | Dalslunde | Scenario_4 | outage_line_0
0.961 | -2.22 | 0 | 0 | Osterlars | Scenario_4 | outage_line_0
0.96246 | -2.0916 | 0 | 0 | Olsker | Scenario_4 | outage_line_0
0.96081 | -2.2387 | 0 | 0 | Gudhjem | Scenario_4 | outage_line_0
0.96174 | -1.9079 | 0 | 0 | Viadukten A | Scenario_4 | outage_line_0
|  | 0 | 0 | Viadukten B | Scenario_4 | outage_line_0
0.96144 | -1.9011 | 0 | 0 | Ronne Syd | Scenario_4 | outage_line_0
0.96164 | -1.9084 | 0 | 0 | Vaerket A | Scenario_4 | outage_line_0
|  | 0 | 0 | Vaerket B | Scenario_4 | outage_line_0
0.96191 | -1.9119 | 0 | 0 | Vesthavnen | Scenario_4 | outage_line_0
0.96174 | -1.9079 | 0 | 0 | Auxiliary bus Viadukten 1 | Scenario_4 | outage_line_0
0.96174 | -1.9079 | 0 | 0 | Auxiliary bus Viadukten 2 | Scenario_4 | outage_line_0
0.96174 | -1.9079 | 0 | 0 | Auxiliary bus Viadukten 3 | Scenario_4 | outage_line_0
0.99247 | -1.6341 | 0 | 0 | BOR HAS split 1 | Scenario_4 | outage_line_0
0.99223 | -1.6456 | 0 | 0 | BOR HAS split 2 | Scenario_4 | outage_line_0
0.99479 | -1.3675 | 0 | 0 | Borrby | Scenario_4 | outage_line_0
0.91 | 0 | -12.495 | -0.55448 | Tomelilla | Scenario_4 | outage_line_0
|  | 0 | 0 | Vaerket Blok 6 | Scenario_4 | outage_line_0
|  | 0 | 0 | Vaerket Blok 5 | Scenario_4 | outage_line_0
|  | 0 | 0 | Vaerket Diesler | Scenario_4 | outage_line_0
|  | 0 | 0 | Vaer N | Scenario_4 | outage_line_0
0.99471 | -1.9213 | 0 | 3.9578 | Dampværk A | Scenario_4 | outage_line_0
0.99471 | -1.9213 | 0 | 0 | Dampværk B | Scenario_4 | outage_line_0
0.99471 | -1.9213 | 0 | 0 | Aux bus trafo DMP | Scenario_4 | outage_line_0
0.99471 | -1.9213 | 0.21156 | 0 | Aux bus trafo DMP 2 | Scenario_4 | outage_line_0
0.99885 | -2.9326 | 1.9651 | 0.6938 | Snorrebakken 10 kV | Scenario_4 | outage_line_0
0.96594 | -1.9566 | 0 | 0 | Aux bus trafo HASLE | Scenario_4 | outage_line_0
0.96594 | -1.9566 | 0 | 0 | Aux bus trafo HASLE | Scenario_4 | outage_line_0
1.0037 | -3.01 | 1.9651 | 0.6938 | Hasle 10 kV | Scenario_4 | outage_line_0
0.95895 | -3.6365 | 1.4889 | 0.11 | Olsker 10 kV | Scenario_4 | outage_line_0
1.0016 | -2.7552 | 1.5886 | 0.76525 | Østerlars 10 kV | Scenario_4 | outage_line_0
1.0019 | -2.1471 | 0.59271 | 1.0266 | Åkirkeby 10 kV | Scenario_4 | outage_line_0
1.0051 | -3.1844 | 2.0427 | 0.090164 | Nexø 10 kV | Scenario_4 | outage_line_0
1 | 0 | -4.5207 | 1.0816 | Bodilsker 10 kV | Scenario_4 | outage_line_0
0.95705 | -2.1682 | 0.88556 | 5.1976 | Rønne Syd 10 kV | Scenario_4 | outage_line_0
0.98529 | -2.6794 | 1.3083 | 2.266 | Allinge 10 kV | Scenario_4 | outage_line_0
0.9952 | -2.7293 | 1.1408 | 1.1636 | Svaneke 10 kV | Scenario_4 | outage_line_0
0.99832 | -2.1579 | 0.57757 | 1.0004 | Viadukten 10 kV | Scenario_4 | outage_line_0
0.96174 | -1.9079 | 0 | 0 | Auxiliary bus Viadukten 4 | Scenario_4 | outage_line_0
0.99953 | -2.1445 | 0.53287 | 0.92295 | Rønne Nord 10 kV | Scenario_4 | outage_line_0
1.0013 | -2.7385 | 1.244 | 0.51886 | Poulsker 10 kV | Scenario_4 | outage_line_0
1.0029 | -2.0407 | 0.2913 | 0.50455 | Vesthavnen 10 kV | Scenario_4 | outage_line_0
0.95753 | -2.9305 | 0.68765 | 0.14967 | Gudhjem 10 kV | Scenario_4 | outage_line_0
0.96737 | -1.6387 | 0 | 0 | Hasle A | Scenario_4 | outage_line_1
|  | 0 | 0 | Hasle B | Scenario_4 | outage_line_1
|  | 0 | 0 | Snorrebakken | Scenario_4 | outage_line_1
|  | 0 | 0 | Olsker | Scenario_4 | outage_line_1
0.96402 | -1.5686 | 0 | 0 | Ronne Nord | Scenario_4 | outage_line_1
0.96813 | -1.6378 | 0 | 0 | BOR-HAS split 3 | Scenario_4 | outage_line_1
0.96312 | -1.7615 | 0 | 0 | Allinge | Scenario_4 | outage_line_1
0.96198 | -1.8859 | 0 | 0 | Svaneke | Scenario_4 | outage_line_1
0.96201 | -1.8682 | 0 | 0 | Nexo | Scenario_4 | outage_line_1
0.96258 | -1.8248 | 0 | 0 | Bodilsker | Scenario_4 | outage_line_1
0.96211 | -1.8395 | 0 | 0 | Poulsker | Scenario_4 | outage_line_1
0.96209 | -1.6862 | 0 | 0 | Aakirkeby | Scenario_4 | outage_line_1
0.96242 | -1.8755 | 0 | 0 | Dalslunde | Scenario_4 | outage_line_1
0.96214 | -1.9195 | 0 | 0 | Osterlars | Scenario_4 | outage_line_1
0.96379 | -1.7795 | 0 | 0 | Olsker | Scenario_4 | outage_line_1
0.96195 | -1.9381 | 0 | 0 | Gudhjem | Scenario_4 | outage_line_1
0.96351 | -1.5572 | 0 | 0 | Viadukten A | Scenario_4 | outage_line_1
|  | 0 | 0 | Viadukten B | Scenario_4 | outage_line_1
0.96321 | -1.5503 | 0 | 0 | Ronne Syd | Scenario_4 | outage_line_1
0.96345 | -1.5548 | 0 | 0 | Vaerket A | Scenario_4 | outage_line_1
|  | 0 | 0 | Vaerket B | Scenario_4 | outage_line_1
0.96369 | -1.5614 | 0 | 0 | Vesthavnen | Scenario_4 | outage_line_1
0.96351 | -1.5572 | 0 | 0 | Auxiliary bus Viadukten 1 | Scenario_4 | outage_line_1
0.96351 | -1.5572 | 0 | 0 | Auxiliary bus Viadukten 2 | Scenario_4 | outage_line_1
0.96351 | -1.5572 | 0 | 0 | Auxiliary bus Viadukten 3 | Scenario_4 | outage_line_1
0.9921 | -1.4461 | 0 | 0 | BOR HAS split 1 | Scenario_4 | outage_line_1
0.99188 | -1.4558 | 0 | 0 | BOR HAS split 2 | Scenario_4 | outage_line_1
0.99432 | -1.2131 | 0 | 0 | Borrby | Scenario_4 | outage_line_1
0.91 | 0 | -11.0989 | -0.83705 | Tomelilla | Scenario_4 | outage_line_1
|  | 0 | 0 | Vaerket Blok 6 | Scenario_4 | outage_line_1
|  | 0 | 0 | Vaerket Blok 5 | Scenario_4 | outage_line_1
|  | 0 | 0 | Vaerket Diesler | Scenario_4 | outage_line_1
|  | 0 | 0 | Vaer N | Scenario_4 | outage_line_1
0.99658 | -1.5676 | 0 | 3.9727 | Dampværk A | Scenario_4 | outage_line_1
0.99658 | -1.5676 | 0 | 0 | Dampværk B | Scenario_4 | outage_line_1
0.99658 | -1.5676 | 0 | 0 | Aux bus trafo DMP | Scenario_4 | outage_line_1
0.99658 | -1.5676 | 0.21156 | 0 | Aux bus trafo DMP 2 | Scenario_4 | outage_line_1
|  | 0 | 0 | Snorrebakken 10 kV | Scenario_4 | outage_line_1
0.96737 | -1.6387 | 0 | 0 | Aux bus trafo HASLE | Scenario_4 | outage_line_1
0.96737 | -1.6387 | 0 | 0 | Aux bus trafo HASLE | Scenario_4 | outage_line_1
1.0052 | -2.689 | 1.9651 | 0.6938 | Hasle 10 kV | Scenario_4 | outage_line_1
0.96029 | -3.3202 | 1.4889 | 0.11 | Olsker 10 kV | Scenario_4 | outage_line_1
1.0028 | -2.4535 | 1.5886 | 0.76525 | Østerlars 10 kV | Scenario_4 | outage_line_1
1.0033 | -1.827 | 0.59271 | 1.0266 | Åkirkeby 10 kV | Scenario_4 | outage_line_1
1.0061 | -2.8929 | 2.0427 | 0.090164 | Nexø 10 kV | Scenario_4 | outage_line_1
1 | 0 | -3.8912 | 1.1857 | Bodilsker 10 kV | Scenario_4 | outage_line_1
0.95886 | -1.8159 | 0.88556 | 5.2115 | Rønne Syd 10 kV | Scenario_4 | outage_line_1
0.98672 | -2.3657 | 1.3083 | 2.266 | Allinge 10 kV | Scenario_4 | outage_line_1
0.99623 | -2.4376 | 1.1408 | 1.1636 | Svaneke 10 kV | Scenario_4 | outage_line_1
1.0002 | -1.8063 | 0.57757 | 1.0004 | Viadukten 10 kV | Scenario_4 | outage_line_1
0.96351 | -1.5572 | 0 | 0 | Auxiliary bus Viadukten 4 | Scenario_4 | outage_line_1
1.0014 | -1.7969 | 0.53287 | 0.92295 | Rønne Nord 10 kV | Scenario_4 | outage_line_1
1.0022 | -2.4484 | 1.244 | 0.51886 | Poulsker 10 kV | Scenario_4 | outage_line_1
1.0047 | -1.6897 | 0.2913 | 0.50455 | Vesthavnen 10 kV | Scenario_4 | outage_line_1
0.95868 | -2.6284 | 0.68765 | 0.14967 | Gudhjem 10 kV | Scenario_4 | outage_line_1
0.96639 | -1.6205 | 0 | 0 | Hasle A | Scenario_4 | outage_line_2
|  | 0 | 0 | Hasle B | Scenario_4 | outage_line_2
|  | 0 | 0 | Snorrebakken | Scenario_4 | outage_line_2
|  | 0 | 0 | Olsker | Scenario_4 | outage_line_2
0.96297 | -1.5469 | 0 | 0 | Ronne Nord | Scenario_4 | outage_line_2
0.96716 | -1.62 | 0 | 0 | BOR-HAS split 3 | Scenario_4 | outage_line_2
0.96212 | -1.7438 | 0 | 0 | Allinge | Scenario_4 | outage_line_2
0.96092 | -1.8702 | 0 | 0 | Svaneke | Scenario_4 | outage_line_2
0.96095 | -1.8526 | 0 | 0 | Nexo | Scenario_4 | outage_line_2
0.96151 | -1.8092 | 0 | 0 | Bodilsker | Scenario_4 | outage_line_2
0.96105 | -1.8239 | 0 | 0 | Poulsker | Scenario_4 | outage_line_2
0.96087 | -1.6625 | 0 | 0 | Aakirkeby | Scenario_4 | outage_line_2
0.96136 | -1.8597 | 0 | 0 | Dalslunde | Scenario_4 | outage_line_2
0.9611 | -1.903 | 0 | 0 | Osterlars | Scenario_4 | outage_line_2
0.96279 | -1.7619 | 0 | 0 | Olsker | Scenario_4 | outage_line_2
0.96092 | -1.9217 | 0 | 0 | Gudhjem | Scenario_4 | outage_line_2
0.9622 | -1.5262 | 0 | 0 | Viadukten A | Scenario_4 | outage_line_2
|  | 0 | 0 | Viadukten B | Scenario_4 | outage_line_2
0.96184 | -1.5186 | 0 | 0 | Ronne Syd | Scenario_4 | outage_line_2
0.96197 | -1.5186 | 0 | 0 | Vaerket A | Scenario_4 | outage_line_2
|  | 0 | 0 | Vaerket B | Scenario_4 | outage_line_2
0.96293 | -1.5469 | 0 | 0 | Vesthavnen | Scenario_4 | outage_line_2
0.9622 | -1.5262 | 0 | 0 | Auxiliary bus Viadukten 1 | Scenario_4 | outage_line_2
0.9622 | -1.5262 | 0 | 0 | Auxiliary bus Viadukten 2 | Scenario_4 | outage_line_2
0.9622 | -1.5262 | 0 | 0 | Auxiliary bus Viadukten 3 | Scenario_4 | outage_line_2
0.9915 | -1.4485 | 0 | 0 | BOR HAS split 1 | Scenario_4 | outage_line_2
0.99127 | -1.458 | 0 | 0 | BOR HAS split 2 | Scenario_4 | outage_line_2
0.99382 | -1.2169 | 0 | 0 | Borrby | Scenario_4 | outage_line_2
0.91 | 0 | -11.1403 | -1.0975 | Tomelilla | Scenario_4 | outage_line_2
|  | 0 | 0 | Vaerket Blok 6 | Scenario_4 | outage_line_2
|  | 0 | 0 | Vaerket Blok 5 | Scenario_4 | outage_line_2
|  | 0 | 0 | Vaerket Diesler | Scenario_4 | outage_line_2
|  | 0 | 0 | Vaer N | Scenario_4 | outage_line_2
0.99505 | -1.5315 | 0 | 3.9605 | Dampværk A | Scenario_4 | outage_line_2
0.99505 | -1.5315 | 0 | 0 | Dampværk B | Scenario_4 | outage_line_2
0.99505 | -1.5315 | 0 | 0 | Aux bus trafo DMP | Scenario_4 | outage_line_2
0.99505 | -1.5315 | 0.21156 | 0 | Aux bus trafo DMP 2 | Scenario_4 | outage_line_2
|  | 0 | 0 | Snorrebakken 10 kV | Scenario_4 | outage_line_2
0.96639 | -1.6205 | 0 | 0 | Aux bus trafo HASLE | Scenario_4 | outage_line_2
0.96639 | -1.6205 | 0 | 0 | Aux bus trafo HASLE | Scenario_4 | outage_line_2
1.0041 | -2.6729 | 1.9651 | 0.6938 | Hasle 10 kV | Scenario_4 | outage_line_2
0.95928 | -3.3058 | 1.4889 | 0.11 | Olsker 10 kV | Scenario_4 | outage_line_2
1.0017 | -2.4382 | 1.5886 | 0.76525 | Østerlars 10 kV | Scenario_4 | outage_line_2
1.002 | -1.8037 | 0.59271 | 1.0266 | Åkirkeby 10 kV | Scenario_4 | outage_line_2
1.005 | -2.8796 | 2.0427 | 0.090164 | Nexø 10 kV | Scenario_4 | outage_line_2
1 | 0 | -3.8614 | 1.0477 | Bodilsker 10 kV | Scenario_4 | outage_line_2
0.95745 | -1.7853 | 0.88556 | 5.2007 | Rønne Syd 10 kV | Scenario_4 | outage_line_2
0.98564 | -2.3493 | 1.3083 | 2.266 | Allinge 10 kV | Scenario_4 | outage_line_2
0.99511 | -2.4231 | 1.1408 | 1.1636 | Svaneke 10 kV | Scenario_4 | outage_line_2
0.9988 | -1.776 | 0.57757 | 1.0004 | Viadukten 10 kV | Scenario_4 | outage_line_2
0.9622 | -1.5262 | 0 | 0 | Auxiliary bus Viadukten 4 | Scenario_4 | outage_line_2
1.0003 | -1.7757 | 0.53287 | 0.92295 | Rønne Nord 10 kV | Scenario_4 | outage_line_2
1.0011 | -2.4341 | 1.244 | 0.51886 | Poulsker 10 kV | Scenario_4 | outage_line_2
1.0039 | -1.6754 | 0.2913 | 0.50455 | Vesthavnen 10 kV | Scenario_4 | outage_line_2
0.95764 | -2.6134 | 0.68765 | 0.14967 | Gudhjem 10 kV | Scenario_4 | outage_line_2
0.96559 | -1.6066 | 0 | 0 | Hasle A | Scenario_4 | outage_line_3
|  | 0 | 0 | Hasle B | Scenario_4 | outage_line_3
|  | 0 | 0 | Snorrebakken | Scenario_4 | outage_line_3
|  | 0 | 0 | Olsker | Scenario_4 | outage_line_3
0.96212 | -1.5305 | 0 | 0 | Ronne Nord | Scenario_4 | outage_line_3
0.96637 | -1.6065 | 0 | 0 | BOR-HAS split 3 | Scenario_4 | outage_line_3
0.9613 | -1.7302 | 0 | 0 | Allinge | Scenario_4 | outage_line_3
0.96004 | -1.8567 | 0 | 0 | Svaneke | Scenario_4 | outage_line_3
0.96007 | -1.8392 | 0 | 0 | Nexo | Scenario_4 | outage_line_3
0.96063 | -1.7957 | 0 | 0 | Bodilsker | Scenario_4 | outage_line_3
0.96016 | -1.8105 | 0 | 0 | Poulsker | Scenario_4 | outage_line_3
0.95986 | -1.6417 | 0 | 0 | Aakirkeby | Scenario_4 | outage_line_3
0.96048 | -1.8463 | 0 | 0 | Dalslunde | Scenario_4 | outage_line_3
0.96025 | -1.8896 | 0 | 0 | Osterlars | Scenario_4 | outage_line_3
0.96197 | -1.7483 | 0 | 0 | Olsker | Scenario_4 | outage_line_3
0.96006 | -1.9083 | 0 | 0 | Gudhjem | Scenario_4 | outage_line_3
0.96133 | -1.5092 | 0 | 0 | Viadukten A | Scenario_4 | outage_line_3
|  | 0 | 0 | Viadukten B | Scenario_4 | outage_line_3
0.96069 | -1.4902 | 0 | 0 | Ronne Syd | Scenario_4 | outage_line_3
0.96032 | -1.4576 | 0 | 0 | Vaerket A | Scenario_4 | outage_line_3
|  | 0 | 0 | Vaerket B | Scenario_4 | outage_line_3
0.96208 | -1.5306 | 0 | 0 | Vesthavnen | Scenario_4 | outage_line_3
0.96133 | -1.5092 | 0 | 0 | Auxiliary bus Viadukten 1 | Scenario_4 | outage_line_3
0.96133 | -1.5092 | 0 | 0 | Auxiliary bus Viadukten 2 | Scenario_4 | outage_line_3
0.96133 | -1.5092 | 0 | 0 | Auxiliary bus Viadukten 3 | Scenario_4 | outage_line_3
0.99101 | -1.4511 | 0 | 0 | BOR HAS split 1 | Scenario_4 | outage_line_3
0.99077 | -1.4604 | 0 | 0 | BOR HAS split 2 | Scenario_4 | outage_line_3
0.99342 | -1.2204 | 0 | 0 | Borrby | Scenario_4 | outage_line_3
0.91 | 0 | -11.1785 | -1.3079 | Tomelilla | Scenario_4 | outage_line_3
|  | 0 | 0 | Vaerket Blok 6 | Scenario_4 | outage_line_3
|  | 0 | 0 | Vaerket Blok 5 | Scenario_4 | outage_line_3
|  | 0 | 0 | Vaerket Diesler | Scenario_4 | outage_line_3
|  | 0 | 0 | Vaer N | Scenario_4 | outage_line_3
0.99335 | -1.4706 | 0 | 3.947 | Dampværk A | Scenario_4 | outage_line_3
0.99335 | -1.4706 | 0 | 0 | Dampværk B | Scenario_4 | outage_line_3
0.99335 | -1.4706 | 0 | 0 | Aux bus trafo DMP | Scenario_4 | outage_line_3
0.99335 | -1.4706 | 0.21156 | 0 | Aux bus trafo DMP 2 | Scenario_4 | outage_line_3
|  | 0 | 0 | Snorrebakken 10 kV | Scenario_4 | outage_line_3
0.96559 | -1.6066 | 0 | 0 | Aux bus trafo HASLE | Scenario_4 | outage_line_3
0.96559 | -1.6066 | 0 | 0 | Aux bus trafo HASLE | Scenario_4 | outage_line_3
1.0033 | -2.6608 | 1.9651 | 0.6938 | Hasle 10 kV | Scenario_4 | outage_line_3
0.95846 | -3.2948 | 1.4889 | 0.11 | Olsker 10 kV | Scenario_4 | outage_line_3
1.0008 | -2.4257 | 1.5886 | 0.76525 | Østerlars 10 kV | Scenario_4 | outage_line_3
1.0009 | -1.7831 | 0.59271 | 1.0266 | Åkirkeby 10 kV | Scenario_4 | outage_line_3
1.0041 | -2.868 | 2.0427 | 0.090164 | Nexø 10 kV | Scenario_4 | outage_line_3
1 | 0 | -3.8355 | 0.93291 | Bodilsker 10 kV | Scenario_4 | outage_line_3
0.95628 | -1.758 | 0.88556 | 5.1917 | Rønne Syd 10 kV | Scenario_4 | outage_line_3
0.98476 | -2.3367 | 1.3083 | 2.266 | Allinge 10 kV | Scenario_4 | outage_line_3
0.99418 | -2.4107 | 1.1408 | 1.1636 | Svaneke 10 kV | Scenario_4 | outage_line_3
0.99789 | -1.7595 | 0.57757 | 1.0004 | Viadukten 10 kV | Scenario_4 | outage_line_3
0.96133 | -1.5092 | 0 | 0 | Auxiliary bus Viadukten 4 | Scenario_4 | outage_line_3
0.99936 | -1.7597 | 0.53287 | 0.92295 | Rønne Nord 10 kV | Scenario_4 | outage_line_3
1.0002 | -2.4218 | 1.244 | 0.51886 | Poulsker 10 kV | Scenario_4 | outage_line_3
1.0031 | -1.6593 | 0.2913 | 0.50455 | Vesthavnen 10 kV | Scenario_4 | outage_line_3
0.95678 | -2.6013 | 0.68765 | 0.14967 | Gudhjem 10 kV | Scenario_4 | outage_line_3
0.97475 | -1.7545 | 0 | 0 | Hasle A | Scenario_4 | outage_line_4
|  | 0 | 0 | Hasle B | Scenario_4 | outage_line_4
|  | 0 | 0 | Snorrebakken | Scenario_4 | outage_line_4
|  | 0 | 0 | Olsker | Scenario_4 | outage_line_4
0.97202 | -1.7121 | 0 | 0 | Ronne Nord | Scenario_4 | outage_line_4
0.97543 | -1.7506 | 0 | 0 | BOR-HAS split 3 | Scenario_4 | outage_line_4
0.97038 | -1.8669 | 0 | 0 | Allinge | Scenario_4 | outage_line_4
0.96863 | -1.9569 | 0 | 0 | Svaneke | Scenario_4 | outage_line_4
0.96862 | -1.9372 | 0 | 0 | Nexo | Scenario_4 | outage_line_4
0.96917 | -1.8927 | 0 | 0 | Bodilsker | Scenario_4 | outage_line_4
0.96871 | -1.9074 | 0 | 0 | Poulsker | Scenario_4 | outage_line_4
0.96925 | -1.7886 | 0 | 0 | Aakirkeby | Scenario_4 | outage_line_4
0.96909 | -1.948 | 0 | 0 | Dalslunde | Scenario_4 | outage_line_4
0.96908 | -2.0052 | 0 | 0 | Osterlars | Scenario_4 | outage_line_4
0.97104 | -1.8846 | 0 | 0 | Olsker | Scenario_4 | outage_line_4
0.9689 | -2.0238 | 0 | 0 | Gudhjem | Scenario_4 | outage_line_4
0.97141 | -1.699 | 0 | 0 | Viadukten A | Scenario_4 | outage_line_4
|  | 0 | 0 | Viadukten B | Scenario_4 | outage_line_4
0.97093 | -1.6876 | 0 | 0 | Ronne Syd | Scenario_4 | outage_line_4
|  | 0 | 0 | Vaerket A | Scenario_4 | outage_line_4
|  | 0 | 0 | Vaerket B | Scenario_4 | outage_line_4
0.97198 | -1.7121 | 0 | 0 | Vesthavnen | Scenario_4 | outage_line_4
0.97141 | -1.699 | 0 | 0 | Auxiliary bus Viadukten 1 | Scenario_4 | outage_line_4
0.97141 | -1.699 | 0 | 0 | Auxiliary bus Viadukten 2 | Scenario_4 | outage_line_4
0.97141 | -1.699 | 0 | 0 | Auxiliary bus Viadukten 3 | Scenario_4 | outage_line_4
0.99658 | -1.4171 | 0 | 0 | BOR HAS split 1 | Scenario_4 | outage_line_4
0.9964 | -1.4283 | 0 | 0 | BOR HAS split 2 | Scenario_4 | outage_line_4
0.99801 | -1.1762 | 0 | 0 | Borrby | Scenario_4 | outage_line_4
0.91 | 0 | -10.7061 | 1.0843 | Tomelilla | Scenario_4 | outage_line_4
|  | 0 | 0 | Vaerket Blok 6 | Scenario_4 | outage_line_4
|  | 0 | 0 | Vaerket Blok 5 | Scenario_4 | outage_line_4
|  | 0 | 0 | Vaerket Diesler | Scenario_4 | outage_line_4
|  | 0 | 0 | Vaer N | Scenario_4 | outage_line_4
|  | 0 | 0 | Dampværk A | Scenario_4 | outage_line_4
|  | 0 | 0 | Dampværk B | Scenario_4 | outage_line_4
|  | 0 | 0 | Aux bus trafo DMP | Scenario_4 | outage_line_4
|  | 0 | 0 | Aux bus trafo DMP 2 | Scenario_4 | outage_line_4
|  | 0 | 0 | Snorrebakken 10 kV | Scenario_4 | outage_line_4
0.97475 | -1.7545 | 0 | 0 | Aux bus trafo HASLE | Scenario_4 | outage_line_4
0.97475 | -1.7545 | 0 | 0 | Aux bus trafo HASLE | Scenario_4 | outage_line_4
1.013 | -2.7888 | 1.9651 | 0.6938 | Hasle 10 kV | Scenario_4 | outage_line_4
0.96757 | -3.4022 | 1.4889 | 0.11 | Olsker 10 kV | Scenario_4 | outage_line_4
1.0101 | -2.5315 | 1.5886 | 0.76525 | Østerlars 10 kV | Scenario_4 | outage_line_4
1.0108 | -1.9274 | 0.59271 | 1.0266 | Åkirkeby 10 kV | Scenario_4 | outage_line_4
1.0131 | -2.9479 | 2.0427 | 0.090164 | Nexø 10 kV | Scenario_4 | outage_line_4
1 | 0 | -4.0147 | 2.0406 | Bodilsker 10 kV | Scenario_4 | outage_line_4
0.96678 | -1.9465 | 0.88556 | 5.2725 | Rønne Syd 10 kV | Scenario_4 | outage_line_4
0.99449 | -2.4619 | 1.3083 | 2.266 | Allinge 10 kV | Scenario_4 | outage_line_4
1.0033 | -2.501 | 1.1408 | 1.1636 | Svaneke 10 kV | Scenario_4 | outage_line_4
1.0085 | -1.9441 | 0.57757 | 1.0004 | Viadukten 10 kV | Scenario_4 | outage_line_4
0.97141 | -1.699 | 0 | 0 | Auxiliary bus Viadukten 4 | Scenario_4 | outage_line_4
1.0098 | -1.9366 | 0.53287 | 0.92295 | Rønne Nord 10 kV | Scenario_4 | outage_line_4
1.0092 | -2.5079 | 1.244 | 0.51886 | Poulsker 10 kV | Scenario_4 | outage_line_4
1.0135 | -1.8382 | 0.2913 | 0.50455 | Vesthavnen 10 kV | Scenario_4 | outage_line_4
0.96564 | -2.7041 | 0.68765 | 0.14967 | Gudhjem 10 kV | Scenario_4 | outage_line_4
0.97534 | -1.7157 | 0 | 0 | Hasle A | Scenario_4 | outage_line_5
|  | 0 | 0 | Hasle B | Scenario_4 | outage_line_5
|  | 0 | 0 | Snorrebakken | Scenario_4 | outage_line_5
|  | 0 | 0 | Olsker | Scenario_4 | outage_line_5
0.97268 | -1.6706 | 0 | 0 | Ronne Nord | Scenario_4 | outage_line_5
0.97601 | -1.7121 | 0 | 0 | BOR-HAS split 3 | Scenario_4 | outage_line_5
0.97095 | -1.8285 | 0 | 0 | Allinge | Scenario_4 | outage_line_5
0.96912 | -1.9201 | 0 | 0 | Svaneke | Scenario_4 | outage_line_5
0.96911 | -1.9004 | 0 | 0 | Nexo | Scenario_4 | outage_line_5
0.96964 | -1.8559 | 0 | 0 | Bodilsker | Scenario_4 | outage_line_5
0.96918 | -1.8706 | 0 | 0 | Poulsker | Scenario_4 | outage_line_5
0.96982 | -1.7496 | 0 | 0 | Aakirkeby | Scenario_4 | outage_line_5
0.96958 | -1.9111 | 0 | 0 | Dalslunde | Scenario_4 | outage_line_5
0.9696 | -1.9676 | 0 | 0 | Osterlars | Scenario_4 | outage_line_5
0.97161 | -1.8462 | 0 | 0 | Olsker | Scenario_4 | outage_line_5
0.96942 | -1.9861 | 0 | 0 | Gudhjem | Scenario_4 | outage_line_5
0.97207 | -1.6576 | 0 | 0 | Viadukten A | Scenario_4 | outage_line_5
|  | 0 | 0 | Viadukten B | Scenario_4 | outage_line_5
0.97158 | -1.6463 | 0 | 0 | Ronne Syd | Scenario_4 | outage_line_5
|  | 0 | 0 | Vaerket A | Scenario_4 | outage_line_5
|  | 0 | 0 | Vaerket B | Scenario_4 | outage_line_5
|  | 0 | 0 | Vesthavnen | Scenario_4 | outage_line_5
0.97207 | -1.6576 | 0 | 0 | Auxiliary bus Viadukten 1 | Scenario_4 | outage_line_5
0.97207 | -1.6576 | 0 | 0 | Auxiliary bus Viadukten 2 | Scenario_4 | outage_line_5
0.97207 | -1.6576 | 0 | 0 | Auxiliary bus Viadukten 3 | Scenario_4 | outage_line_5
0.99677 | -1.389 | 0 | 0 | BOR HAS split 1 | Scenario_4 | outage_line_5
0.99659 | -1.3999 | 0 | 0 | BOR HAS split 2 | Scenario_4 | outage_line_5
0.99814 | -1.1524 | 0 | 0 | Borrby | Scenario_4 | outage_line_5
0.91 | 0 | -10.487 | 1.1441 | Tomelilla | Scenario_4 | outage_line_5
|  | 0 | 0 | Vaerket Blok 6 | Scenario_4 | outage_line_5
|  | 0 | 0 | Vaerket Blok 5 | Scenario_4 | outage_line_5
|  | 0 | 0 | Vaerket Diesler | Scenario_4 | outage_line_5
|  | 0 | 0 | Vaer N | Scenario_4 | outage_line_5
|  | 0 | 0 | Dampværk A | Scenario_4 | outage_line_5
|  | 0 | 0 | Dampværk B | Scenario_4 | outage_line_5
|  | 0 | 0 | Aux bus trafo DMP | Scenario_4 | outage_line_5
|  | 0 | 0 | Aux bus trafo DMP 2 | Scenario_4 | outage_line_5
|  | 0 | 0 | Snorrebakken 10 kV | Scenario_4 | outage_line_5
0.97534 | -1.7157 | 0 | 0 | Aux bus trafo HASLE | Scenario_4 | outage_line_5
0.97534 | -1.7157 | 0 | 0 | Aux bus trafo HASLE | Scenario_4 | outage_line_5
1.0136 | -2.7487 | 1.9651 | 0.6938 | Hasle 10 kV | Scenario_4 | outage_line_5
0.96814 | -3.362 | 1.4889 | 0.11 | Olsker 10 kV | Scenario_4 | outage_line_5
1.0106 | -2.4933 | 1.5886 | 0.76525 | Østerlars 10 kV | Scenario_4 | outage_line_5
1.0114 | -1.8882 | 0.59271 | 1.0266 | Åkirkeby 10 kV | Scenario_4 | outage_line_5
1.0136 | -2.9101 | 2.0427 | 0.090164 | Nexø 10 kV | Scenario_4 | outage_line_5
1 | 0 | -3.9327 | 2.1001 | Bodilsker 10 kV | Scenario_4 | outage_line_5
0.96745 | -1.9046 | 0.88556 | 5.2777 | Rønne Syd 10 kV | Scenario_4 | outage_line_5
0.9951 | -2.4227 | 1.3083 | 2.266 | Allinge 10 kV | Scenario_4 | outage_line_5
1.0038 | -2.4636 | 1.1408 | 1.1636 | Svaneke 10 kV | Scenario_4 | outage_line_5
1.0092 | -1.9023 | 0.57757 | 1.0004 | Viadukten 10 kV | Scenario_4 | outage_line_5
0.97207 | -1.6576 | 0 | 0 | Auxiliary bus Viadukten 4 | Scenario_4 | outage_line_5
1.0105 | -1.8948 | 0.53287 | 0.92295 | Rønne Nord 10 kV | Scenario_4 | outage_line_5
1.0097 | -2.4705 | 1.244 | 0.51886 | Poulsker 10 kV | Scenario_4 | outage_line_5
|  | 0 | 0 | Vesthavnen 10 kV | Scenario_4 | outage_line_5
0.96617 | -2.6657 | 0.68765 | 0.14967 | Gudhjem 10 kV | Scenario_4 | outage_line_5
0.97934 | -1.7915 | 0 | 0 | Hasle A | Scenario_4 | outage_line_6
|  | 0 | 0 | Hasle B | Scenario_4 | outage_line_6
|  | 0 | 0 | Snorrebakken | Scenario_4 | outage_line_6
|  | 0 | 0 | Olsker | Scenario_4 | outage_line_6
0.92736 | -1.5929 | 0 | 0 | Ronne Nord | Scenario_4 | outage_line_6
0.97997 | -1.7861 | 0 | 0 | BOR-HAS split 3 | Scenario_4 | outage_line_6
0.96976 | -1.9169 | 0 | 0 | Allinge | Scenario_4 | outage_line_6
0.94969 | -2.0532 | 0 | 0 | Svaneke | Scenario_4 | outage_line_6
0.94866 | -2.0317 | 0 | 0 | Nexo | Scenario_4 | outage_line_6
0.9487 | -1.9812 | 0 | 0 | Bodilsker | Scenario_4 | outage_line_6
0.94822 | -1.996 | 0 | 0 | Poulsker | Scenario_4 | outage_line_6
0.93738 | -1.7894 | 0 | 0 | Aakirkeby | Scenario_4 | outage_line_6
0.95098 | -2.046 | 0 | 0 | Dalslunde | Scenario_4 | outage_line_6
0.95849 | -2.0832 | 0 | 0 | Osterlars | Scenario_4 | outage_line_6
0.97042 | -1.9346 | 0 | 0 | Olsker | Scenario_4 | outage_line_6
0.95831 | -2.1019 | 0 | 0 | Gudhjem | Scenario_4 | outage_line_6
0.92745 | -1.5942 | 0 | 0 | Viadukten A | Scenario_4 | outage_line_6
|  | 0 | 0 | Viadukten B | Scenario_4 | outage_line_6
0.92761 | -1.596 | 0 | 0 | Ronne Syd | Scenario_4 | outage_line_6
|  | 0 | 0 | Vaerket A | Scenario_4 | outage_line_6
|  | 0 | 0 | Vaerket B | Scenario_4 | outage_line_6
|  | 0 | 0 | Vesthavnen | Scenario_4 | outage_line_6
0.92745 | -1.5942 | 0 | 0 | Auxiliary bus Viadukten 1 | Scenario_4 | outage_line_6
0.92745 | -1.5942 | 0 | 0 | Auxiliary bus Viadukten 2 | Scenario_4 | outage_line_6
0.92745 | -1.5942 | 0 | 0 | Auxiliary bus Viadukten 3 | Scenario_4 | outage_line_6
0.99924 | -1.3808 | 0 | 0 | BOR HAS split 1 | Scenario_4 | outage_line_6
0.99909 | -1.3926 | 0 | 0 | BOR HAS split 2 | Scenario_4 | outage_line_6
1.0002 | -1.1385 | 0 | 0 | Borrby | Scenario_4 | outage_line_6
0.91 | 0 | -10.3279 | 2.2115 | Tomelilla | Scenario_4 | outage_line_6
|  | 0 | 0 | Vaerket Blok 6 | Scenario_4 | outage_line_6
|  | 0 | 0 | Vaerket Blok 5 | Scenario_4 | outage_line_6
|  | 0 | 0 | Vaerket Diesler | Scenario_4 | outage_line_6
|  | 0 | 0 | Vaer N | Scenario_4 | outage_line_6
|  | 0 | 0 | Dampværk A | Scenario_4 | outage_line_6
|  | 0 | 0 | Dampværk B | Scenario_4 | outage_line_6
|  | 0 | 0 | Aux bus trafo DMP | Scenario_4 | outage_line_6
|  | 0 | 0 | Aux bus trafo DMP 2 | Scenario_4 | outage_line_6
|  | 0 | 0 | Snorrebakken 10 kV | Scenario_4 | outage_line_6
0.97934 | -1.7915 | 0 | 0 | Aux bus trafo HASLE | Scenario_4 | outage_line_6
0.97934 | -1.7915 | 0 | 0 | Aux bus trafo HASLE | Scenario_4 | outage_line_6
1.0178 | -2.816 | 1.9651 | 0.6938 | Hasle 10 kV | Scenario_4 | outage_line_6
0.96695 | -3.4541 | 1.4889 | 0.11 | Olsker 10 kV | Scenario_4 | outage_line_6
0.99892 | -2.6213 | 1.5886 | 0.76525 | Østerlars 10 kV | Scenario_4 | outage_line_6
0.97727 | -1.9378 | 0.59271 | 1.0266 | Åkirkeby 10 kV | Scenario_4 | outage_line_6
0.99211 | -3.0856 | 2.0427 | 0.090164 | Nexø 10 kV | Scenario_4 | outage_line_6
1 | 0 | -4.2775 | -0.59605 | Bodilsker 10 kV | Scenario_4 | outage_line_6
0.9223 | -1.8947 | 0.88556 | 4.9364 | Rønne Syd 10 kV | Scenario_4 | outage_line_6
0.99383 | -2.5126 | 1.3083 | 2.266 | Allinge 10 kV | Scenario_4 | outage_line_6
0.98322 | -2.6194 | 1.1408 | 1.1636 | Svaneke 10 kV | Scenario_4 | outage_line_6
0.96206 | -1.8633 | 0.57757 | 1.0004 | Viadukten 10 kV | Scenario_4 | outage_line_6
0.92745 | -1.5942 | 0 | 0 | Auxiliary bus Viadukten 4 | Scenario_4 | outage_line_6
0.96263 | -1.8398 | 0.53287 | 0.92295 | Rønne Nord 10 kV | Scenario_4 | outage_line_6
0.98762 | -2.623 | 1.244 | 0.51886 | Poulsker 10 kV | Scenario_4 | outage_line_6
|  | 0 | 0 | Vesthavnen 10 kV | Scenario_4 | outage_line_6
0.95502 | -2.7974 | 0.68765 | 0.14967 | Gudhjem 10 kV | Scenario_4 | outage_line_6
0.98108 | -1.7437 | 0 | 0 | Hasle A | Scenario_4 | outage_line_7
|  | 0 | 0 | Hasle B | Scenario_4 | outage_line_7
|  | 0 | 0 | Snorrebakken | Scenario_4 | outage_line_7
|  | 0 | 0 | Olsker | Scenario_4 | outage_line_7
|  | 0 | 0 | Ronne Nord | Scenario_4 | outage_line_7
0.98168 | -1.7385 | 0 | 0 | BOR-HAS split 3 | Scenario_4 | outage_line_7
0.97189 | -1.8606 | 0 | 0 | Allinge | Scenario_4 | outage_line_7
0.95313 | -1.9668 | 0 | 0 | Svaneke | Scenario_4 | outage_line_7
0.95216 | -1.9439 | 0 | 0 | Nexo | Scenario_4 | outage_line_7
0.95224 | -1.8931 | 0 | 0 | Bodilsker | Scenario_4 | outage_line_7
0.95177 | -1.9079 | 0 | 0 | Poulsker | Scenario_4 | outage_line_7
0.94216 | -1.6949 | 0 | 0 | Aakirkeby | Scenario_4 | outage_line_7
0.95435 | -1.9606 | 0 | 0 | Dalslunde | Scenario_4 | outage_line_7
0.96133 | -2.0102 | 0 | 0 | Osterlars | Scenario_4 | outage_line_7
0.97255 | -1.8782 | 0 | 0 | Olsker | Scenario_4 | outage_line_7
0.96115 | -2.0289 | 0 | 0 | Gudhjem | Scenario_4 | outage_line_7
0.93354 | -1.4939 | 0 | 0 | Viadukten A | Scenario_4 | outage_line_7
|  | 0 | 0 | Viadukten B | Scenario_4 | outage_line_7
0.93363 | -1.4953 | 0 | 0 | Ronne Syd | Scenario_4 | outage_line_7
|  | 0 | 0 | Vaerket A | Scenario_4 | outage_line_7
|  | 0 | 0 | Vaerket B | Scenario_4 | outage_line_7
|  | 0 | 0 | Vesthavnen | Scenario_4 | outage_line_7
0.93354 | -1.4939 | 0 | 0 | Auxiliary bus Viadukten 1 | Scenario_4 | outage_line_7
0.93354 | -1.4939 | 0 | 0 | Auxiliary bus Viadukten 2 | Scenario_4 | outage_line_7
0.93354 | -1.4939 | 0 | 0 | Auxiliary bus Viadukten 3 | Scenario_4 | outage_line_7
1 | -1.3337 | 0 | 0 | BOR HAS split 1 | Scenario_4 | outage_line_7
0.99988 | -1.3455 | 0 | 0 | BOR HAS split 2 | Scenario_4 | outage_line_7
1.0008 | -1.0973 | 0 | 0 | Borrby | Scenario_4 | outage_line_7
0.91 | 0 | -9.9416 | 2.5181 | Tomelilla | Scenario_4 | outage_line_7
|  | 0 | 0 | Vaerket Blok 6 | Scenario_4 | outage_line_7
|  | 0 | 0 | Vaerket Blok 5 | Scenario_4 | outage_line_7
|  | 0 | 0 | Vaerket Diesler | Scenario_4 | outage_line_7
|  | 0 | 0 | Vaer N | Scenario_4 | outage_line_7
|  | 0 | 0 | Dampværk A | Scenario_4 | outage_line_7
|  | 0 | 0 | Dampværk B | Scenario_4 | outage_line_7
|  | 0 | 0 | Aux bus trafo DMP | Scenario_4 | outage_line_7
|  | 0 | 0 | Aux bus trafo DMP 2 | Scenario_4 | outage_line_7
|  | 0 | 0 | Snorrebakken 10 kV | Scenario_4 | outage_line_7
0.98108 | -1.7437 | 0 | 0 | Aux bus trafo HASLE | Scenario_4 | outage_line_7
0.98108 | -1.7437 | 0 | 0 | Aux bus trafo HASLE | Scenario_4 | outage_line_7
1.0197 | -2.7645 | 1.9651 | 0.6938 | Hasle 10 kV | Scenario_4 | outage_line_7
0.96908 | -3.3911 | 1.4889 | 0.11 | Olsker 10 kV | Scenario_4 | outage_line_7
1.0019 | -2.5451 | 1.5886 | 0.76525 | Østerlars 10 kV | Scenario_4 | outage_line_7
0.9823 | -1.8417 | 0.59271 | 1.0266 | Åkirkeby 10 kV | Scenario_4 | outage_line_7
0.99579 | -2.99 | 2.0427 | 0.090164 | Nexø 10 kV | Scenario_4 | outage_line_7
1 | 0 | -4.0765 | -0.14394 | Bodilsker 10 kV | Scenario_4 | outage_line_7
0.92849 | -1.7881 | 0.88556 | 4.9822 | Rønne Syd 10 kV | Scenario_4 | outage_line_7
0.9961 | -2.4537 | 1.3083 | 2.266 | Allinge 10 kV | Scenario_4 | outage_line_7
0.98686 | -2.5289 | 1.1408 | 1.1636 | Svaneke 10 kV | Scenario_4 | outage_line_7
0.96851 | -1.7595 | 0.57757 | 1.0004 | Viadukten 10 kV | Scenario_4 | outage_line_7
0.93354 | -1.4939 | 0 | 0 | Auxiliary bus Viadukten 4 | Scenario_4 | outage_line_7
|  | 0 | 0 | Rønne Nord 10 kV | Scenario_4 | outage_line_7
0.99135 | -2.5301 | 1.244 | 0.51886 | Poulsker 10 kV | Scenario_4 | outage_line_7
|  | 0 | 0 | Vesthavnen 10 kV | Scenario_4 | outage_line_7
0.95787 | -2.7203 | 0.68765 | 0.14967 | Gudhjem 10 kV | Scenario_4 | outage_line_7
0.98303 | -1.6934 | 0 | 0 | Hasle A | Scenario_4 | outage_line_8
|  | 0 | 0 | Hasle B | Scenario_4 | outage_line_8
|  | 0 | 0 | Snorrebakken | Scenario_4 | outage_line_8
|  | 0 | 0 | Olsker | Scenario_4 | outage_line_8
|  | 0 | 0 | Ronne Nord | Scenario_4 | outage_line_8
0.98361 | -1.6885 | 0 | 0 | BOR-HAS split 3 | Scenario_4 | outage_line_8
0.97427 | -1.8016 | 0 | 0 | Allinge | Scenario_4 | outage_line_8
0.95699 | -1.8771 | 0 | 0 | Svaneke | Scenario_4 | outage_line_8
0.9561 | -1.8528 | 0 | 0 | Nexo | Scenario_4 | outage_line_8
0.95622 | -1.8017 | 0 | 0 | Bodilsker | Scenario_4 | outage_line_8
0.95575 | -1.8166 | 0 | 0 | Poulsker | Scenario_4 | outage_line_8
0.94752 | -1.599 | 0 | 0 | Aakirkeby | Scenario_4 | outage_line_8
0.95814 | -1.8719 | 0 | 0 | Dalslunde | Scenario_4 | outage_line_8
0.96452 | -1.9341 | 0 | 0 | Osterlars | Scenario_4 | outage_line_8
0.97493 | -1.8191 | 0 | 0 | Olsker | Scenario_4 | outage_line_8
0.96434 | -1.9527 | 0 | 0 | Gudhjem | Scenario_4 | outage_line_8
|  | 0 | 0 | Viadukten A | Scenario_4 | outage_line_8
|  | 0 | 0 | Viadukten B | Scenario_4 | outage_line_8
0.94038 | -1.3952 | 0 | 0 | Ronne Syd | Scenario_4 | outage_line_8
|  | 0 | 0 | Vaerket A | Scenario_4 | outage_line_8
|  | 0 | 0 | Vaerket B | Scenario_4 | outage_line_8
|  | 0 | 0 | Vesthavnen | Scenario_4 | outage_line_8
|  | 0 | 0 | Auxiliary bus Viadukten 1 | Scenario_4 | outage_line_8
|  | 0 | 0 | Auxiliary bus Viadukten 2 | Scenario_4 | outage_line_8
|  | 0 | 0 | Auxiliary bus Viadukten 3 | Scenario_4 | outage_line_8
1.0009 | -1.2827 | 0 | 0 | BOR HAS split 1 | Scenario_4 | outage_line_8
1.0008 | -1.2944 | 0 | 0 | BOR HAS split 2 | Scenario_4 | outage_line_8
1.0015 | -1.0525 | 0 | 0 | Borrby | Scenario_4 | outage_line_8
0.91 | 0 | -9.5202 | 2.8694 | Tomelilla | Scenario_4 | outage_line_8
|  | 0 | 0 | Vaerket Blok 6 | Scenario_4 | outage_line_8
|  | 0 | 0 | Vaerket Blok 5 | Scenario_4 | outage_line_8
|  | 0 | 0 | Vaerket Diesler | Scenario_4 | outage_line_8
|  | 0 | 0 | Vaer N | Scenario_4 | outage_line_8
|  | 0 | 0 | Dampværk A | Scenario_4 | outage_line_8
|  | 0 | 0 | Dampværk B | Scenario_4 | outage_line_8
|  | 0 | 0 | Aux bus trafo DMP | Scenario_4 | outage_line_8
|  | 0 | 0 | Aux bus trafo DMP 2 | Scenario_4 | outage_line_8
|  | 0 | 0 | Snorrebakken 10 kV | Scenario_4 | outage_line_8
0.98303 | -1.6934 | 0 | 0 | Aux bus trafo HASLE | Scenario_4 | outage_line_8
0.98303 | -1.6934 | 0 | 0 | Aux bus trafo HASLE | Scenario_4 | outage_line_8
1.0217 | -2.7102 | 1.9651 | 0.6938 | Hasle 10 kV | Scenario_4 | outage_line_8
0.97147 | -3.3246 | 1.4889 | 0.11 | Olsker 10 kV | Scenario_4 | outage_line_8
1.0053 | -2.4654 | 1.5886 | 0.76525 | Østerlars 10 kV | Scenario_4 | outage_line_8
0.98794 | -1.7442 | 0.59271 | 1.0266 | Åkirkeby 10 kV | Scenario_4 | outage_line_8
0.99992 | -2.8902 | 2.0427 | 0.090164 | Nexø 10 kV | Scenario_4 | outage_line_8
1 | 0 | -3.8654 | 0.36412 | Bodilsker 10 kV | Scenario_4 | outage_line_8
0.93542 | -1.6816 | 0.88556 | 5.0339 | Rønne Syd 10 kV | Scenario_4 | outage_line_8
0.99866 | -2.3917 | 1.3083 | 2.266 | Allinge 10 kV | Scenario_4 | outage_line_8
0.99095 | -2.4347 | 1.1408 | 1.1636 | Svaneke 10 kV | Scenario_4 | outage_line_8
|  | 0 | 0 | Viadukten 10 kV | Scenario_4 | outage_line_8
|  | 0 | 0 | Auxiliary bus Viadukten 4 | Scenario_4 | outage_line_8
|  | 0 | 0 | Rønne Nord 10 kV | Scenario_4 | outage_line_8
0.99555 | -2.4336 | 1.244 | 0.51886 | Poulsker 10 kV | Scenario_4 | outage_line_8
|  | 0 | 0 | Vesthavnen 10 kV | Scenario_4 | outage_line_8
0.96107 | -2.6395 | 0.68765 | 0.14967 | Gudhjem 10 kV | Scenario_4 | outage_line_8
0.99489 | -1.7139 | 0 | 0 | Hasle A | Scenario_4 | outage_line_9
|  | 0 | 0 | Hasle B | Scenario_4 | outage_line_9
|  | 0 | 0 | Snorrebakken | Scenario_4 | outage_line_9
|  | 0 | 0 | Olsker | Scenario_4 | outage_line_9
|  | 0 | 0 | Ronne Nord | Scenario_4 | outage_line_9
0.99533 | -1.7063 | 0 | 0 | BOR-HAS split 3 | Scenario_4 | outage_line_9
0.98864 | -1.8422 | 0 | 0 | Allinge | Scenario_4 | outage_line_9
0.9799 | -1.9948 | 0 | 0 | Svaneke | Scenario_4 | outage_line_9
0.97947 | -1.9771 | 0 | 0 | Nexo | Scenario_4 | outage_line_9
0.97979 | -1.9321 | 0 | 0 | Bodilsker | Scenario_4 | outage_line_9
0.97934 | -1.9466 | 0 | 0 | Poulsker | Scenario_4 | outage_line_9
0.97817 | -1.9257 | 0 | 0 | Aakirkeby | Scenario_4 | outage_line_9
0.98066 | -1.9841 | 0 | 0 | Dalslunde | Scenario_4 | outage_line_9
0.98357 | -2.0128 | 0 | 0 | Osterlars | Scenario_4 | outage_line_9
0.98929 | -1.859 | 0 | 0 | Olsker | Scenario_4 | outage_line_9
0.98339 | -2.0312 | 0 | 0 | Gudhjem | Scenario_4 | outage_line_9
|  | 0 | 0 | Viadukten A | Scenario_4 | outage_line_9
|  | 0 | 0 | Viadukten B | Scenario_4 | outage_line_9
|  | 0 | 0 | Ronne Syd | Scenario_4 | outage_line_9
|  | 0 | 0 | Vaerket A | Scenario_4 | outage_line_9
|  | 0 | 0 | Vaerket B | Scenario_4 | outage_line_9
|  | 0 | 0 | Vesthavnen | Scenario_4 | outage_line_9
|  | 0 | 0 | Auxiliary bus Viadukten 1 | Scenario_4 | outage_line_9
|  | 0 | 0 | Auxiliary bus Viadukten 2 | Scenario_4 | outage_line_9
|  | 0 | 0 | Auxiliary bus Viadukten 3 | Scenario_4 | outage_line_9
1.0075 | -1.1502 | 0 | 0 | BOR HAS split 1 | Scenario_4 | outage_line_9
1.0075 | -1.1632 | 0 | 0 | BOR HAS split 2 | Scenario_4 | outage_line_9
1.0068 | -0.9238 | 0 | 0 | Borrby | Scenario_4 | outage_line_9
0.91 | 0 | -8.2467 | 5.6351 | Tomelilla | Scenario_4 | outage_line_9
|  | 0 | 0 | Vaerket Blok 6 | Scenario_4 | outage_line_9
|  | 0 | 0 | Vaerket Blok 5 | Scenario_4 | outage_line_9
|  | 0 | 0 | Vaerket Diesler | Scenario_4 | outage_line_9
|  | 0 | 0 | Vaer N | Scenario_4 | outage_line_9
|  | 0 | 0 | Dampværk A | Scenario_4 | outage_line_9
|  | 0 | 0 | Dampværk B | Scenario_4 | outage_line_9
|  | 0 | 0 | Aux bus trafo DMP | Scenario_4 | outage_line_9
|  | 0 | 0 | Aux bus trafo DMP 2 | Scenario_4 | outage_line_9
|  | 0 | 0 | Snorrebakken 10 kV | Scenario_4 | outage_line_9
0.99489 | -1.7139 | 0 | 0 | Aux bus trafo HASLE | Scenario_4 | outage_line_9
0.99489 | -1.7139 | 0 | 0 | Aux bus trafo HASLE | Scenario_4 | outage_line_9
1.0342 | -2.7064 | 1.9651 | 0.6938 | Hasle 10 kV | Scenario_4 | outage_line_9
0.98589 | -3.3209 | 1.4889 | 0.11 | Olsker 10 kV | Scenario_4 | outage_line_9
1.0253 | -2.5236 | 1.5886 | 0.76525 | Østerlars 10 kV | Scenario_4 | outage_line_9
1.0202 | -2.0619 | 0.59271 | 1.0266 | Åkirkeby 10 kV | Scenario_4 | outage_line_9
1.0245 | -2.9655 | 2.0427 | 0.090164 | Nexø 10 kV | Scenario_4 | outage_line_9
1 | 0 | -4.0633 | 3.4148 | Bodilsker 10 kV | Scenario_4 | outage_line_9
|  | 0 | 0 | Rønne Syd 10 kV | Scenario_4 | outage_line_9
1.014 | -2.4149 | 1.3083 | 2.266 | Allinge 10 kV | Scenario_4 | outage_line_9
1.0152 | -2.5263 | 1.1408 | 1.1636 | Svaneke 10 kV | Scenario_4 | outage_line_9
|  | 0 | 0 | Viadukten 10 kV | Scenario_4 | outage_line_9
|  | 0 | 0 | Auxiliary bus Viadukten 4 | Scenario_4 | outage_line_9
|  | 0 | 0 | Rønne Nord 10 kV | Scenario_4 | outage_line_9
1.0204 | -2.5341 | 1.244 | 0.51886 | Poulsker 10 kV | Scenario_4 | outage_line_9
|  | 0 | 0 | Vesthavnen 10 kV | Scenario_4 | outage_line_9
0.98018 | -2.6915 | 0.68765 | 0.14967 | Gudhjem 10 kV | Scenario_4 | outage_line_9
0.99718 | -1.6696 | 0 | 0 | Hasle A | Scenario_4 | outage_line_10
|  | 0 | 0 | Hasle B | Scenario_4 | outage_line_10
|  | 0 | 0 | Snorrebakken | Scenario_4 | outage_line_10
|  | 0 | 0 | Olsker | Scenario_4 | outage_line_10
|  | 0 | 0 | Ronne Nord | Scenario_4 | outage_line_10
0.99759 | -1.6621 | 0 | 0 | BOR-HAS split 3 | Scenario_4 | outage_line_10
0.99143 | -1.791 | 0 | 0 | Allinge | Scenario_4 | outage_line_10
0.98439 | -1.92 | 0 | 0 | Svaneke | Scenario_4 | outage_line_10
0.98406 | -1.9013 | 0 | 0 | Nexo | Scenario_4 | outage_line_10
0.98442 | -1.8563 | 0 | 0 | Bodilsker | Scenario_4 | outage_line_10
0.98397 | -1.8708 | 0 | 0 | Poulsker | Scenario_4 | outage_line_10
|  | 0 | 0 | Aakirkeby | Scenario_4 | outage_line_10
0.98507 | -1.9099 | 0 | 0 | Dalslunde | Scenario_4 | outage_line_10
0.98728 | -1.9482 | 0 | 0 | Osterlars | Scenario_4 | outage_line_10
0.99208 | -1.8078 | 0 | 0 | Olsker | Scenario_4 | outage_line_10
0.98711 | -1.9665 | 0 | 0 | Gudhjem | Scenario_4 | outage_line_10
|  | 0 | 0 | Viadukten A | Scenario_4 | outage_line_10
|  | 0 | 0 | Viadukten B | Scenario_4 | outage_line_10
|  | 0 | 0 | Ronne Syd | Scenario_4 | outage_line_10
|  | 0 | 0 | Vaerket A | Scenario_4 | outage_line_10
|  | 0 | 0 | Vaerket B | Scenario_4 | outage_line_10
|  | 0 | 0 | Vesthavnen | Scenario_4 | outage_line_10
|  | 0 | 0 | Auxiliary bus Viadukten 1 | Scenario_4 | outage_line_10
|  | 0 | 0 | Auxiliary bus Viadukten 2 | Scenario_4 | outage_line_10
|  | 0 | 0 | Auxiliary bus Viadukten 3 | Scenario_4 | outage_line_10
1.0086 | -1.0986 | 0 | 0 | BOR HAS split 1 | Scenario_4 | outage_line_10
1.0086 | -1.1116 | 0 | 0 | BOR HAS split 2 | Scenario_4 | outage_line_10
1.0077 | -0.87786 | 0 | 0 | Borrby | Scenario_4 | outage_line_10
0.91 | 0 | -7.8083 | 6.0726 | Tomelilla | Scenario_4 | outage_line_10
|  | 0 | 0 | Vaerket Blok 6 | Scenario_4 | outage_line_10
|  | 0 | 0 | Vaerket Blok 5 | Scenario_4 | outage_line_10
|  | 0 | 0 | Vaerket Diesler | Scenario_4 | outage_line_10
|  | 0 | 0 | Vaer N | Scenario_4 | outage_line_10
|  | 0 | 0 | Dampværk A | Scenario_4 | outage_line_10
|  | 0 | 0 | Dampværk B | Scenario_4 | outage_line_10
|  | 0 | 0 | Aux bus trafo DMP | Scenario_4 | outage_line_10
|  | 0 | 0 | Aux bus trafo DMP 2 | Scenario_4 | outage_line_10
|  | 0 | 0 | Snorrebakken 10 kV | Scenario_4 | outage_line_10
0.99718 | -1.6696 | 0 | 0 | Aux bus trafo HASLE | Scenario_4 | outage_line_10
0.99718 | -1.6696 | 0 | 0 | Aux bus trafo HASLE | Scenario_4 | outage_line_10
1.0366 | -2.6575 | 1.9651 | 0.6938 | Hasle 10 kV | Scenario_4 | outage_line_10
0.98868 | -3.2614 | 1.4889 | 0.11 | Olsker 10 kV | Scenario_4 | outage_line_10
1.0292 | -2.4551 | 1.5886 | 0.76525 | Østerlars 10 kV | Scenario_4 | outage_line_10
|  | 0 | 0 | Åkirkeby 10 kV | Scenario_4 | outage_line_10
1.0293 | -2.8805 | 2.0427 | 0.090164 | Nexø 10 kV | Scenario_4 | outage_line_10
1 | 0 | -3.8791 | 4.0077 | Bodilsker 10 kV | Scenario_4 | outage_line_10
|  | 0 | 0 | Rønne Syd 10 kV | Scenario_4 | outage_line_10
1.017 | -2.3604 | 1.3083 | 2.266 | Allinge 10 kV | Scenario_4 | outage_line_10
1.02 | -2.4466 | 1.1408 | 1.1636 | Svaneke 10 kV | Scenario_4 | outage_line_10
|  | 0 | 0 | Viadukten 10 kV | Scenario_4 | outage_line_10
|  | 0 | 0 | Auxiliary bus Viadukten 4 | Scenario_4 | outage_line_10
|  | 0 | 0 | Rønne Nord 10 kV | Scenario_4 | outage_line_10
1.0253 | -2.4527 | 1.244 | 0.51886 | Poulsker 10 kV | Scenario_4 | outage_line_10
|  | 0 | 0 | Vesthavnen 10 kV | Scenario_4 | outage_line_10
0.98391 | -2.6219 | 0.68765 | 0.14967 | Gudhjem 10 kV | Scenario_4 | outage_line_10
0.99704 | -1.5207 | 0 | 0 | Hasle A | Scenario_4 | outage_line_11
|  | 0 | 0 | Hasle B | Scenario_4 | outage_line_11
|  | 0 | 0 | Snorrebakken | Scenario_4 | outage_line_11
|  | 0 | 0 | Olsker | Scenario_4 | outage_line_11
|  | 0 | 0 | Ronne Nord | Scenario_4 | outage_line_11
0.99744 | -1.5151 | 0 | 0 | BOR-HAS split 3 | Scenario_4 | outage_line_11
0.99132 | -1.6092 | 0 | 0 | Allinge | Scenario_4 | outage_line_11
0.98435 | -1.6201 | 0 | 0 | Svaneke | Scenario_4 | outage_line_11
0.98404 | -1.5946 | 0 | 0 | Nexo | Scenario_4 | outage_line_11
0.98442 | -1.5463 | 0 | 0 | Bodilsker | Scenario_4 | outage_line_11
|  | 0 | 0 | Poulsker | Scenario_4 | outage_line_11
|  | 0 | 0 | Aakirkeby | Scenario_4 | outage_line_11
0.98503 | -1.6152 | 0 | 0 | Dalslunde | Scenario_4 | outage_line_11
0.98721 | -1.7024 | 0 | 0 | Osterlars | Scenario_4 | outage_line_11
0.99196 | -1.6259 | 0 | 0 | Olsker | Scenario_4 | outage_line_11
0.98704 | -1.7207 | 0 | 0 | Gudhjem | Scenario_4 | outage_line_11
|  | 0 | 0 | Viadukten A | Scenario_4 | outage_line_11
|  | 0 | 0 | Viadukten B | Scenario_4 | outage_line_11
|  | 0 | 0 | Ronne Syd | Scenario_4 | outage_line_11
|  | 0 | 0 | Vaerket A | Scenario_4 | outage_line_11
|  | 0 | 0 | Vaerket B | Scenario_4 | outage_line_11
|  | 0 | 0 | Vesthavnen | Scenario_4 | outage_line_11
|  | 0 | 0 | Auxiliary bus Viadukten 1 | Scenario_4 | outage_line_11
|  | 0 | 0 | Auxiliary bus Viadukten 2 | Scenario_4 | outage_line_11
|  | 0 | 0 | Auxiliary bus Viadukten 3 | Scenario_4 | outage_line_11
1.008 | -1.0191 | 0 | 0 | BOR HAS split 1 | Scenario_4 | outage_line_11
1.008 | -1.0312 | 0 | 0 | BOR HAS split 2 | Scenario_4 | outage_line_11
1.0071 | -0.81374 | 0 | 0 | Borrby | Scenario_4 | outage_line_11
0.91 | 0 | -7.2288 | 5.7448 | Tomelilla | Scenario_4 | outage_line_11
|  | 0 | 0 | Vaerket Blok 6 | Scenario_4 | outage_line_11
|  | 0 | 0 | Vaerket Blok 5 | Scenario_4 | outage_line_11
|  | 0 | 0 | Vaerket Diesler | Scenario_4 | outage_line_11
|  | 0 | 0 | Vaer N | Scenario_4 | outage_line_11
|  | 0 | 0 | Dampværk A | Scenario_4 | outage_line_11
|  | 0 | 0 | Dampværk B | Scenario_4 | outage_line_11
|  | 0 | 0 | Aux bus trafo DMP | Scenario_4 | outage_line_11
|  | 0 | 0 | Aux bus trafo DMP 2 | Scenario_4 | outage_line_11
|  | 0 | 0 | Snorrebakken 10 kV | Scenario_4 | outage_line_11
0.99704 | -1.5207 | 0 | 0 | Aux bus trafo HASLE | Scenario_4 | outage_line_11
0.99704 | -1.5207 | 0 | 0 | Aux bus trafo HASLE | Scenario_4 | outage_line_11
1.0365 | -2.5089 | 1.9651 | 0.6938 | Hasle 10 kV | Scenario_4 | outage_line_11
0.98857 | -3.0799 | 1.4889 | 0.11 | Olsker 10 kV | Scenario_4 | outage_line_11
1.0292 | -2.2094 | 1.5886 | 0.76525 | Østerlars 10 kV | Scenario_4 | outage_line_11
|  | 0 | 0 | Åkirkeby 10 kV | Scenario_4 | outage_line_11
1.0292 | -2.5738 | 2.0427 | 0.090164 | Nexø 10 kV | Scenario_4 | outage_line_11
1 | 0 | -3.1916 | 3.986 | Bodilsker 10 kV | Scenario_4 | outage_line_11
|  | 0 | 0 | Rønne Syd 10 kV | Scenario_4 | outage_line_11
1.0169 | -2.1787 | 1.3083 | 2.266 | Allinge 10 kV | Scenario_4 | outage_line_11
1.0199 | -2.1467 | 1.1408 | 1.1636 | Svaneke 10 kV | Scenario_4 | outage_line_11
|  | 0 | 0 | Viadukten 10 kV | Scenario_4 | outage_line_11
|  | 0 | 0 | Auxiliary bus Viadukten 4 | Scenario_4 | outage_line_11
|  | 0 | 0 | Rønne Nord 10 kV | Scenario_4 | outage_line_11
|  | 0 | 0 | Poulsker 10 kV | Scenario_4 | outage_line_11
|  | 0 | 0 | Vesthavnen 10 kV | Scenario_4 | outage_line_11
0.98384 | -2.3762 | 0.68765 | 0.14967 | Gudhjem 10 kV | Scenario_4 | outage_line_11
0.99594 | -1.5284 | 0 | 0 | Hasle A | Scenario_4 | outage_line_12
|  | 0 | 0 | Hasle B | Scenario_4 | outage_line_12
|  | 0 | 0 | Snorrebakken | Scenario_4 | outage_line_12
|  | 0 | 0 | Olsker | Scenario_4 | outage_line_12
|  | 0 | 0 | Ronne Nord | Scenario_4 | outage_line_12
0.99636 | -1.5229 | 0 | 0 | BOR-HAS split 3 | Scenario_4 | outage_line_12
0.98998 | -1.6171 | 0 | 0 | Allinge | Scenario_4 | outage_line_12
0.98178 | -1.6996 | 0 | 0 | Svaneke | Scenario_4 | outage_line_12
0.98086 | -1.7666 | 0 | 0 | Nexo | Scenario_4 | outage_line_12
0.98215 | -1.4776 | 0 | 0 | Bodilsker | Scenario_4 | outage_line_12
|  | 0 | 0 | Poulsker | Scenario_4 | outage_line_12
|  | 0 | 0 | Aakirkeby | Scenario_4 | outage_line_12
0.98292 | -1.6236 | 0 | 0 | Dalslunde | Scenario_4 | outage_line_12
0.98543 | -1.7109 | 0 | 0 | Osterlars | Scenario_4 | outage_line_12
0.99063 | -1.6339 | 0 | 0 | Olsker | Scenario_4 | outage_line_12
0.98526 | -1.7292 | 0 | 0 | Gudhjem | Scenario_4 | outage_line_12
|  | 0 | 0 | Viadukten A | Scenario_4 | outage_line_12
|  | 0 | 0 | Viadukten B | Scenario_4 | outage_line_12
|  | 0 | 0 | Ronne Syd | Scenario_4 | outage_line_12
|  | 0 | 0 | Vaerket A | Scenario_4 | outage_line_12
|  | 0 | 0 | Vaerket B | Scenario_4 | outage_line_12
|  | 0 | 0 | Vesthavnen | Scenario_4 | outage_line_12
|  | 0 | 0 | Auxiliary bus Viadukten 1 | Scenario_4 | outage_line_12
|  | 0 | 0 | Auxiliary bus Viadukten 2 | Scenario_4 | outage_line_12
|  | 0 | 0 | Auxiliary bus Viadukten 3 | Scenario_4 | outage_line_12
1.0074 | -1.0366 | 0 | 0 | BOR HAS split 1 | Scenario_4 | outage_line_12
1.0074 | -1.0486 | 0 | 0 | BOR HAS split 2 | Scenario_4 | outage_line_12
1.0067 | -0.82993 | 0 | 0 | Borrby | Scenario_4 | outage_line_12
0.91 | 0 | -7.3864 | 5.5071 | Tomelilla | Scenario_4 | outage_line_12
|  | 0 | 0 | Vaerket Blok 6 | Scenario_4 | outage_line_12
|  | 0 | 0 | Vaerket Blok 5 | Scenario_4 | outage_line_12
|  | 0 | 0 | Vaerket Diesler | Scenario_4 | outage_line_12
|  | 0 | 0 | Vaer N | Scenario_4 | outage_line_12
|  | 0 | 0 | Dampværk A | Scenario_4 | outage_line_12
|  | 0 | 0 | Dampværk B | Scenario_4 | outage_line_12
|  | 0 | 0 | Aux bus trafo DMP | Scenario_4 | outage_line_12
|  | 0 | 0 | Aux bus trafo DMP 2 | Scenario_4 | outage_line_12
|  | 0 | 0 | Snorrebakken 10 kV | Scenario_4 | outage_line_12
0.99594 | -1.5284 | 0 | 0 | Aux bus trafo HASLE | Scenario_4 | outage_line_12
0.99594 | -1.5284 | 0 | 0 | Aux bus trafo HASLE | Scenario_4 | outage_line_12
1.0353 | -2.5188 | 1.9651 | 0.6938 | Hasle 10 kV | Scenario_4 | outage_line_12
0.98723 | -3.0918 | 1.4889 | 0.11 | Olsker 10 kV | Scenario_4 | outage_line_12
1.0273 | -2.2197 | 1.5886 | 0.76525 | Østerlars 10 kV | Scenario_4 | outage_line_12
|  | 0 | 0 | Åkirkeby 10 kV | Scenario_4 | outage_line_12
1.0259 | -2.7522 | 2.0427 | 0.090164 | Nexø 10 kV | Scenario_4 | outage_line_12
1 | 0 | -3.0497 | 3.6873 | Bodilsker 10 kV | Scenario_4 | outage_line_12
|  | 0 | 0 | Rønne Syd 10 kV | Scenario_4 | outage_line_12
1.0155 | -2.1882 | 1.3083 | 2.266 | Allinge 10 kV | Scenario_4 | outage_line_12
1.0172 | -2.229 | 1.1408 | 1.1636 | Svaneke 10 kV | Scenario_4 | outage_line_12
|  | 0 | 0 | Viadukten 10 kV | Scenario_4 | outage_line_12
|  | 0 | 0 | Auxiliary bus Viadukten 4 | Scenario_4 | outage_line_12
|  | 0 | 0 | Rønne Nord 10 kV | Scenario_4 | outage_line_12
|  | 0 | 0 | Poulsker 10 kV | Scenario_4 | outage_line_12
|  | 0 | 0 | Vesthavnen 10 kV | Scenario_4 | outage_line_12
0.98206 | -2.3871 | 0.68765 | 0.14967 | Gudhjem 10 kV | Scenario_4 | outage_line_12
1.0037 | -2.5445 | 0 | 0 | Hasle A | Scenario_4 | outage_line_13
|  | 0 | 0 | Hasle B | Scenario_4 | outage_line_13
|  | 0 | 0 | Snorrebakken | Scenario_4 | outage_line_13
|  | 0 | 0 | Olsker | Scenario_4 | outage_line_13
|  | 0 | 0 | Ronne Nord | Scenario_4 | outage_line_13
1.0041 | -2.5249 | 0 | 0 | BOR-HAS split 3 | Scenario_4 | outage_line_13
0.99907 | -2.8661 | 0 | 0 | Allinge | Scenario_4 | outage_line_13
0.99537 | -3.7417 | 0 | 0 | Svaneke | Scenario_4 | outage_line_13
0.99447 | -3.8077 | 0 | 0 | Nexo | Scenario_4 | outage_line_13
0.95433 | 0.00077332 | 0 | 0 | Bodilsker | Scenario_4 | outage_line_13
|  | 0 | 0 | Poulsker | Scenario_4 | outage_line_13
|  | 0 | 0 | Aakirkeby | Scenario_4 | outage_line_13
0.99648 | -3.6662 | 0 | 0 | Dalslunde | Scenario_4 | outage_line_13
0.99706 | -3.4086 | 0 | 0 | Osterlars | Scenario_4 | outage_line_13
0.99971 | -2.8825 | 0 | 0 | Olsker | Scenario_4 | outage_line_13
0.99689 | -3.4268 | 0 | 0 | Gudhjem | Scenario_4 | outage_line_13
|  | 0 | 0 | Viadukten A | Scenario_4 | outage_line_13
|  | 0 | 0 | Viadukten B | Scenario_4 | outage_line_13
|  | 0 | 0 | Ronne Syd | Scenario_4 | outage_line_13
|  | 0 | 0 | Vaerket A | Scenario_4 | outage_line_13
|  | 0 | 0 | Vaerket B | Scenario_4 | outage_line_13
|  | 0 | 0 | Vesthavnen | Scenario_4 | outage_line_13
|  | 0 | 0 | Auxiliary bus Viadukten 1 | Scenario_4 | outage_line_13
|  | 0 | 0 | Auxiliary bus Viadukten 2 | Scenario_4 | outage_line_13
|  | 0 | 0 | Auxiliary bus Viadukten 3 | Scenario_4 | outage_line_13
1.0154 | -1.4988 | 0 | 0 | BOR HAS split 1 | Scenario_4 | outage_line_13
1.0154 | -1.5177 | 0 | 0 | BOR HAS split 2 | Scenario_4 | outage_line_13
1.0137 | -1.1907 | 0 | 0 | Borrby | Scenario_4 | outage_line_13
0.91 | 0 | -10.598 | 9.2959 | Tomelilla | Scenario_4 | outage_line_13
|  | 0 | 0 | Vaerket Blok 6 | Scenario_4 | outage_line_13
|  | 0 | 0 | Vaerket Blok 5 | Scenario_4 | outage_line_13
|  | 0 | 0 | Vaerket Diesler | Scenario_4 | outage_line_13
|  | 0 | 0 | Vaer N | Scenario_4 | outage_line_13
|  | 0 | 0 | Dampværk A | Scenario_4 | outage_line_13
|  | 0 | 0 | Dampværk B | Scenario_4 | outage_line_13
|  | 0 | 0 | Aux bus trafo DMP | Scenario_4 | outage_line_13
|  | 0 | 0 | Aux bus trafo DMP 2 | Scenario_4 | outage_line_13
|  | 0 | 0 | Snorrebakken 10 kV | Scenario_4 | outage_line_13
1.0037 | -2.5445 | 0 | 0 | Aux bus trafo HASLE | Scenario_4 | outage_line_13
1.0037 | -2.5445 | 0 | 0 | Aux bus trafo HASLE | Scenario_4 | outage_line_13
1.0435 | -3.5195 | 1.9651 | 0.6938 | Hasle 10 kV | Scenario_4 | outage_line_13
0.99634 | -4.314 | 1.4889 | 0.11 | Olsker 10 kV | Scenario_4 | outage_line_13
1.0395 | -3.9056 | 1.5886 | 0.76525 | Østerlars 10 kV | Scenario_4 | outage_line_13
|  | 0 | 0 | Åkirkeby 10 kV | Scenario_4 | outage_line_13
1.0402 | -4.7664 | 2.0427 | 0.090164 | Nexø 10 kV | Scenario_4 | outage_line_13
1 | 0 | -7.3771e-07 | -0.054657 | Bodilsker 10 kV | Scenario_4 | outage_line_13
|  | 0 | 0 | Rønne Syd 10 kV | Scenario_4 | outage_line_13
1.0252 | -3.4267 | 1.3083 | 2.266 | Allinge 10 kV | Scenario_4 | outage_line_13
1.0316 | -4.2566 | 1.1408 | 1.1636 | Svaneke 10 kV | Scenario_4 | outage_line_13
|  | 0 | 0 | Viadukten 10 kV | Scenario_4 | outage_line_13
|  | 0 | 0 | Auxiliary bus Viadukten 4 | Scenario_4 | outage_line_13
|  | 0 | 0 | Rønne Nord 10 kV | Scenario_4 | outage_line_13
|  | 0 | 0 | Poulsker 10 kV | Scenario_4 | outage_line_13
|  | 0 | 0 | Vesthavnen 10 kV | Scenario_4 | outage_line_13
0.99372 | -4.0693 | 0.68765 | 0.14967 | Gudhjem 10 kV | Scenario_4 | outage_line_13
1.0027 | -1.9761 | 0 | 0 | Hasle A | Scenario_4 | outage_line_14
|  | 0 | 0 | Hasle B | Scenario_4 | outage_line_14
|  | 0 | 0 | Snorrebakken | Scenario_4 | outage_line_14
|  | 0 | 0 | Olsker | Scenario_4 | outage_line_14
|  | 0 | 0 | Ronne Nord | Scenario_4 | outage_line_14
1.0031 | -1.9638 | 0 | 0 | BOR-HAS split 3 | Scenario_4 | outage_line_14
0.99804 | -2.172 | 0 | 0 | Allinge | Scenario_4 | outage_line_14
0.99455 | -2.5481 | 0 | 0 | Svaneke | Scenario_4 | outage_line_14
|  | 0 | 0 | Nexo | Scenario_4 | outage_line_14
0.95433 | 0.00077332 | 0 | 0 | Bodilsker | Scenario_4 | outage_line_14
|  | 0 | 0 | Poulsker | Scenario_4 | outage_line_14
|  | 0 | 0 | Aakirkeby | Scenario_4 | outage_line_14
0.99521 | -2.5444 | 0 | 0 | Dalslunde | Scenario_4 | outage_line_14
0.9959 | -2.472 | 0 | 0 | Osterlars | Scenario_4 | outage_line_14
0.99868 | -2.1884 | 0 | 0 | Olsker | Scenario_4 | outage_line_14
0.99574 | -2.4902 | 0 | 0 | Gudhjem | Scenario_4 | outage_line_14
|  | 0 | 0 | Viadukten A | Scenario_4 | outage_line_14
|  | 0 | 0 | Viadukten B | Scenario_4 | outage_line_14
|  | 0 | 0 | Ronne Syd | Scenario_4 | outage_line_14
|  | 0 | 0 | Vaerket A | Scenario_4 | outage_line_14
|  | 0 | 0 | Vaerket B | Scenario_4 | outage_line_14
|  | 0 | 0 | Vesthavnen | Scenario_4 | outage_line_14
|  | 0 | 0 | Auxiliary bus Viadukten 1 | Scenario_4 | outage_line_14
|  | 0 | 0 | Auxiliary bus Viadukten 2 | Scenario_4 | outage_line_14
|  | 0 | 0 | Auxiliary bus Viadukten 3 | Scenario_4 | outage_line_14
1.0128 | -1.1998 | 0 | 0 | BOR HAS split 1 | Scenario_4 | outage_line_14
1.0128 | -1.2152 | 0 | 0 | BOR HAS split 2 | Scenario_4 | outage_line_14
1.0113 | -0.94993 | 0 | 0 | Borrby | Scenario_4 | outage_line_14
0.91 | 0 | -8.4097 | 7.9544 | Tomelilla | Scenario_4 | outage_line_14
|  | 0 | 0 | Vaerket Blok 6 | Scenario_4 | outage_line_14
|  | 0 | 0 | Vaerket Blok 5 | Scenario_4 | outage_line_14
|  | 0 | 0 | Vaerket Diesler | Scenario_4 | outage_line_14
|  | 0 | 0 | Vaer N | Scenario_4 | outage_line_14
|  | 0 | 0 | Dampværk A | Scenario_4 | outage_line_14
|  | 0 | 0 | Dampværk B | Scenario_4 | outage_line_14
|  | 0 | 0 | Aux bus trafo DMP | Scenario_4 | outage_line_14
|  | 0 | 0 | Aux bus trafo DMP 2 | Scenario_4 | outage_line_14
|  | 0 | 0 | Snorrebakken 10 kV | Scenario_4 | outage_line_14
1.0027 | -1.9761 | 0 | 0 | Aux bus trafo HASLE | Scenario_4 | outage_line_14
1.0027 | -1.9761 | 0 | 0 | Aux bus trafo HASLE | Scenario_4 | outage_line_14
1.0425 | -2.9531 | 1.9651 | 0.6938 | Hasle 10 kV | Scenario_4 | outage_line_14
0.99531 | -3.6228 | 1.4889 | 0.11 | Olsker 10 kV | Scenario_4 | outage_line_14
1.0383 | -2.9701 | 1.5886 | 0.76525 | Østerlars 10 kV | Scenario_4 | outage_line_14
|  | 0 | 0 | Åkirkeby 10 kV | Scenario_4 | outage_line_14
|  | 0 | 0 | Nexø 10 kV | Scenario_4 | outage_line_14
1 | 0 | -7.3771e-07 | -0.054657 | Bodilsker 10 kV | Scenario_4 | outage_line_14
|  | 0 | 0 | Rønne Syd 10 kV | Scenario_4 | outage_line_14
1.0241 | -2.7337 | 1.3083 | 2.266 | Allinge 10 kV | Scenario_4 | outage_line_14
1.0307 | -3.0638 | 1.1408 | 1.1636 | Svaneke 10 kV | Scenario_4 | outage_line_14
|  | 0 | 0 | Viadukten 10 kV | Scenario_4 | outage_line_14
|  | 0 | 0 | Auxiliary bus Viadukten 4 | Scenario_4 | outage_line_14
|  | 0 | 0 | Rønne Nord 10 kV | Scenario_4 | outage_line_14
|  | 0 | 0 | Poulsker 10 kV | Scenario_4 | outage_line_14
|  | 0 | 0 | Vesthavnen 10 kV | Scenario_4 | outage_line_14
0.99257 | -3.1342 | 0.68765 | 0.14967 | Gudhjem 10 kV | Scenario_4 | outage_line_14
1.005 | -1.7444 | 0 | 0 | Hasle A | Scenario_4 | outage_line_15
|  | 0 | 0 | Hasle B | Scenario_4 | outage_line_15
|  | 0 | 0 | Snorrebakken | Scenario_4 | outage_line_15
|  | 0 | 0 | Olsker | Scenario_4 | outage_line_15
|  | 0 | 0 | Ronne Nord | Scenario_4 | outage_line_15
1.0053 | -1.7345 | 0 | 0 | BOR-HAS split 3 | Scenario_4 | outage_line_15
1.0008 | -1.8922 | 0 | 0 | Allinge | Scenario_4 | outage_line_15
|  | 0 | 0 | Svaneke | Scenario_4 | outage_line_15
|  | 0 | 0 | Nexo | Scenario_4 | outage_line_15
0.95433 | 0.00077332 | 0 | 0 | Bodilsker | Scenario_4 | outage_line_15
|  | 0 | 0 | Poulsker | Scenario_4 | outage_line_15
|  | 0 | 0 | Aakirkeby | Scenario_4 | outage_line_15
0.99978 | -2.1016 | 0 | 0 | Dalslunde | Scenario_4 | outage_line_15
0.99972 | -2.0994 | 0 | 0 | Osterlars | Scenario_4 | outage_line_15
1.0015 | -1.9085 | 0 | 0 | Olsker | Scenario_4 | outage_line_15
0.99956 | -2.1176 | 0 | 0 | Gudhjem | Scenario_4 | outage_line_15
|  | 0 | 0 | Viadukten A | Scenario_4 | outage_line_15
|  | 0 | 0 | Viadukten B | Scenario_4 | outage_line_15
|  | 0 | 0 | Ronne Syd | Scenario_4 | outage_line_15
|  | 0 | 0 | Vaerket A | Scenario_4 | outage_line_15
|  | 0 | 0 | Vaerket B | Scenario_4 | outage_line_15
|  | 0 | 0 | Vesthavnen | Scenario_4 | outage_line_15
|  | 0 | 0 | Auxiliary bus Viadukten 1 | Scenario_4 | outage_line_15
|  | 0 | 0 | Auxiliary bus Viadukten 2 | Scenario_4 | outage_line_15
|  | 0 | 0 | Auxiliary bus Viadukten 3 | Scenario_4 | outage_line_15
1.0132 | -1.0464 | 0 | 0 | BOR HAS split 1 | Scenario_4 | outage_line_15
1.0132 | -1.0607 | 0 | 0 | BOR HAS split 2 | Scenario_4 | outage_line_15
1.0114 | -0.82156 | 0 | 0 | Borrby | Scenario_4 | outage_line_15
0.91 | 0 | -7.2199 | 8.0106 | Tomelilla | Scenario_4 | outage_line_15
|  | 0 | 0 | Vaerket Blok 6 | Scenario_4 | outage_line_15
|  | 0 | 0 | Vaerket Blok 5 | Scenario_4 | outage_line_15
|  | 0 | 0 | Vaerket Diesler | Scenario_4 | outage_line_15
|  | 0 | 0 | Vaer N | Scenario_4 | outage_line_15
|  | 0 | 0 | Dampværk A | Scenario_4 | outage_line_15
|  | 0 | 0 | Dampværk B | Scenario_4 | outage_line_15
|  | 0 | 0 | Aux bus trafo DMP | Scenario_4 | outage_line_15
|  | 0 | 0 | Aux bus trafo DMP 2 | Scenario_4 | outage_line_15
|  | 0 | 0 | Snorrebakken 10 kV | Scenario_4 | outage_line_15
1.005 | -1.7444 | 0 | 0 | Aux bus trafo HASLE | Scenario_4 | outage_line_15
1.005 | -1.7444 | 0 | 0 | Aux bus trafo HASLE | Scenario_4 | outage_line_15
1.0449 | -2.7169 | 1.9651 | 0.6938 | Hasle 10 kV | Scenario_4 | outage_line_15
0.99812 | -3.3349 | 1.4889 | 0.11 | Olsker 10 kV | Scenario_4 | outage_line_15
1.0423 | -2.5937 | 1.5886 | 0.76525 | Østerlars 10 kV | Scenario_4 | outage_line_15
|  | 0 | 0 | Åkirkeby 10 kV | Scenario_4 | outage_line_15
|  | 0 | 0 | Nexø 10 kV | Scenario_4 | outage_line_15
1 | 0 | -7.3771e-07 | -0.054657 | Bodilsker 10 kV | Scenario_4 | outage_line_15
|  | 0 | 0 | Rønne Syd 10 kV | Scenario_4 | outage_line_15
1.0271 | -2.4507 | 1.3083 | 2.266 | Allinge 10 kV | Scenario_4 | outage_line_15
|  | 0 | 0 | Svaneke 10 kV | Scenario_4 | outage_line_15
|  | 0 | 0 | Viadukten 10 kV | Scenario_4 | outage_line_15
|  | 0 | 0 | Auxiliary bus Viadukten 4 | Scenario_4 | outage_line_15
|  | 0 | 0 | Rønne Nord 10 kV | Scenario_4 | outage_line_15
|  | 0 | 0 | Poulsker 10 kV | Scenario_4 | outage_line_15
|  | 0 | 0 | Vesthavnen 10 kV | Scenario_4 | outage_line_15
0.9964 | -2.7566 | 0.68765 | 0.14967 | Gudhjem 10 kV | Scenario_4 | outage_line_15
1.0046 | -1.7328 | 0 | 0 | Hasle A | Scenario_4 | outage_line_16
|  | 0 | 0 | Hasle B | Scenario_4 | outage_line_16
|  | 0 | 0 | Snorrebakken | Scenario_4 | outage_line_16
|  | 0 | 0 | Olsker | Scenario_4 | outage_line_16
|  | 0 | 0 | Ronne Nord | Scenario_4 | outage_line_16
1.0049 | -1.723 | 0 | 0 | BOR-HAS split 3 | Scenario_4 | outage_line_16
1.0004 | -1.8775 | 0 | 0 | Allinge | Scenario_4 | outage_line_16
|  | 0 | 0 | Svaneke | Scenario_4 | outage_line_16
|  | 0 | 0 | Nexo | Scenario_4 | outage_line_16
0.95433 | 0.00077332 | 0 | 0 | Bodilsker | Scenario_4 | outage_line_16
|  | 0 | 0 | Poulsker | Scenario_4 | outage_line_16
|  | 0 | 0 | Aakirkeby | Scenario_4 | outage_line_16
|  | 0 | 0 | Dalslunde | Scenario_4 | outage_line_16
0.99909 | -2.0788 | 0 | 0 | Osterlars | Scenario_4 | outage_line_16
1.001 | -1.8938 | 0 | 0 | Olsker | Scenario_4 | outage_line_16
0.99893 | -2.097 | 0 | 0 | Gudhjem | Scenario_4 | outage_line_16
|  | 0 | 0 | Viadukten A | Scenario_4 | outage_line_16
|  | 0 | 0 | Viadukten B | Scenario_4 | outage_line_16
|  | 0 | 0 | Ronne Syd | Scenario_4 | outage_line_16
|  | 0 | 0 | Vaerket A | Scenario_4 | outage_line_16
|  | 0 | 0 | Vaerket B | Scenario_4 | outage_line_16
|  | 0 | 0 | Vesthavnen | Scenario_4 | outage_line_16
|  | 0 | 0 | Auxiliary bus Viadukten 1 | Scenario_4 | outage_line_16
|  | 0 | 0 | Auxiliary bus Viadukten 2 | Scenario_4 | outage_line_16
|  | 0 | 0 | Auxiliary bus Viadukten 3 | Scenario_4 | outage_line_16
1.0129 | -1.0448 | 0 | 0 | BOR HAS split 1 | Scenario_4 | outage_line_16
1.0129 | -1.059 | 0 | 0 | BOR HAS split 2 | Scenario_4 | outage_line_16
1.0112 | -0.82098 | 0 | 0 | Borrby | Scenario_4 | outage_line_16
0.91 | 0 | -7.2187 | 7.8951 | Tomelilla | Scenario_4 | outage_line_16
|  | 0 | 0 | Vaerket Blok 6 | Scenario_4 | outage_line_16
|  | 0 | 0 | Vaerket Blok 5 | Scenario_4 | outage_line_16
|  | 0 | 0 | Vaerket Diesler | Scenario_4 | outage_line_16
|  | 0 | 0 | Vaer N | Scenario_4 | outage_line_16
|  | 0 | 0 | Dampværk A | Scenario_4 | outage_line_16
|  | 0 | 0 | Dampværk B | Scenario_4 | outage_line_16
|  | 0 | 0 | Aux bus trafo DMP | Scenario_4 | outage_line_16
|  | 0 | 0 | Aux bus trafo DMP 2 | Scenario_4 | outage_line_16
|  | 0 | 0 | Snorrebakken 10 kV | Scenario_4 | outage_line_16
1.0046 | -1.7328 | 0 | 0 | Aux bus trafo HASLE | Scenario_4 | outage_line_16
1.0046 | -1.7328 | 0 | 0 | Aux bus trafo HASLE | Scenario_4 | outage_line_16
1.0444 | -2.7061 | 1.9651 | 0.6938 | Hasle 10 kV | Scenario_4 | outage_line_16
0.99764 | -3.3216 | 1.4889 | 0.11 | Olsker 10 kV | Scenario_4 | outage_line_16
1.0417 | -2.5738 | 1.5886 | 0.76525 | Østerlars 10 kV | Scenario_4 | outage_line_16
|  | 0 | 0 | Åkirkeby 10 kV | Scenario_4 | outage_line_16
|  | 0 | 0 | Nexø 10 kV | Scenario_4 | outage_line_16
1 | 0 | -7.3771e-07 | -0.054657 | Bodilsker 10 kV | Scenario_4 | outage_line_16
|  | 0 | 0 | Rønne Syd 10 kV | Scenario_4 | outage_line_16
1.0266 | -2.4366 | 1.3083 | 2.266 | Allinge 10 kV | Scenario_4 | outage_line_16
|  | 0 | 0 | Svaneke 10 kV | Scenario_4 | outage_line_16
|  | 0 | 0 | Viadukten 10 kV | Scenario_4 | outage_line_16
|  | 0 | 0 | Auxiliary bus Viadukten 4 | Scenario_4 | outage_line_16
|  | 0 | 0 | Rønne Nord 10 kV | Scenario_4 | outage_line_16
|  | 0 | 0 | Poulsker 10 kV | Scenario_4 | outage_line_16
|  | 0 | 0 | Vesthavnen 10 kV | Scenario_4 | outage_line_16
0.99576 | -2.7369 | 0.68765 | 0.14967 | Gudhjem 10 kV | Scenario_4 | outage_line_16
1.0025 | -1.4962 | 0 | 0 | Hasle A | Scenario_4 | outage_line_17
|  | 0 | 0 | Hasle B | Scenario_4 | outage_line_17
|  | 0 | 0 | Snorrebakken | Scenario_4 | outage_line_17
|  | 0 | 0 | Olsker | Scenario_4 | outage_line_17
|  | 0 | 0 | Ronne Nord | Scenario_4 | outage_line_17
1.0029 | -1.4898 | 0 | 0 | BOR-HAS split 3 | Scenario_4 | outage_line_17
0.99797 | -1.5866 | 0 | 0 | Allinge | Scenario_4 | outage_line_17
|  | 0 | 0 | Svaneke | Scenario_4 | outage_line_17
|  | 0 | 0 | Nexo | Scenario_4 | outage_line_17
0.95433 | 0.00077332 | 0 | 0 | Bodilsker | Scenario_4 | outage_line_17
|  | 0 | 0 | Poulsker | Scenario_4 | outage_line_17
|  | 0 | 0 | Aakirkeby | Scenario_4 | outage_line_17
|  | 0 | 0 | Dalslunde | Scenario_4 | outage_line_17
0.99605 | -1.6832 | 0 | 0 | Osterlars | Scenario_4 | outage_line_17
0.99861 | -1.603 | 0 | 0 | Olsker | Scenario_4 | outage_line_17
|  | 0 | 0 | Gudhjem | Scenario_4 | outage_line_17
|  | 0 | 0 | Viadukten A | Scenario_4 | outage_line_17
|  | 0 | 0 | Viadukten B | Scenario_4 | outage_line_17
|  | 0 | 0 | Ronne Syd | Scenario_4 | outage_line_17
|  | 0 | 0 | Vaerket A | Scenario_4 | outage_line_17
|  | 0 | 0 | Vaerket B | Scenario_4 | outage_line_17
|  | 0 | 0 | Vesthavnen | Scenario_4 | outage_line_17
|  | 0 | 0 | Auxiliary bus Viadukten 1 | Scenario_4 | outage_line_17
|  | 0 | 0 | Auxiliary bus Viadukten 2 | Scenario_4 | outage_line_17
|  | 0 | 0 | Auxiliary bus Viadukten 3 | Scenario_4 | outage_line_17
1.0109 | -0.9398 | 0 | 0 | BOR HAS split 1 | Scenario_4 | outage_line_17
1.0109 | -0.95231 | 0 | 0 | BOR HAS split 2 | Scenario_4 | outage_line_17
1.0095 | -0.73957 | 0 | 0 | Borrby | Scenario_4 | outage_line_17
0.91 | 0 | -6.5003 | 6.9531 | Tomelilla | Scenario_4 | outage_line_17
|  | 0 | 0 | Vaerket Blok 6 | Scenario_4 | outage_line_17
|  | 0 | 0 | Vaerket Blok 5 | Scenario_4 | outage_line_17
|  | 0 | 0 | Vaerket Diesler | Scenario_4 | outage_line_17
|  | 0 | 0 | Vaer N | Scenario_4 | outage_line_17
|  | 0 | 0 | Dampværk A | Scenario_4 | outage_line_17
|  | 0 | 0 | Dampværk B | Scenario_4 | outage_line_17
|  | 0 | 0 | Aux bus trafo DMP | Scenario_4 | outage_line_17
|  | 0 | 0 | Aux bus trafo DMP 2 | Scenario_4 | outage_line_17
|  | 0 | 0 | Snorrebakken 10 kV | Scenario_4 | outage_line_17
1.0025 | -1.4962 | 0 | 0 | Aux bus trafo HASLE | Scenario_4 | outage_line_17
1.0025 | -1.4962 | 0 | 0 | Aux bus trafo HASLE | Scenario_4 | outage_line_17
1.0423 | -2.4735 | 1.9651 | 0.6938 | Hasle 10 kV | Scenario_4 | outage_line_17
0.99524 | -3.0376 | 1.4889 | 0.11 | Olsker 10 kV | Scenario_4 | outage_line_17
1.0384 | -2.1812 | 1.5886 | 0.76525 | Østerlars 10 kV | Scenario_4 | outage_line_17
|  | 0 | 0 | Åkirkeby 10 kV | Scenario_4 | outage_line_17
|  | 0 | 0 | Nexø 10 kV | Scenario_4 | outage_line_17
1 | 0 | -7.3771e-07 | -0.054657 | Bodilsker 10 kV | Scenario_4 | outage_line_17
|  | 0 | 0 | Rønne Syd 10 kV | Scenario_4 | outage_line_17
1.024 | -2.1483 | 1.3083 | 2.266 | Allinge 10 kV | Scenario_4 | outage_line_17
|  | 0 | 0 | Svaneke 10 kV | Scenario_4 | outage_line_17
|  | 0 | 0 | Viadukten 10 kV | Scenario_4 | outage_line_17
|  | 0 | 0 | Auxiliary bus Viadukten 4 | Scenario_4 | outage_line_17
|  | 0 | 0 | Rønne Nord 10 kV | Scenario_4 | outage_line_17
|  | 0 | 0 | Poulsker 10 kV | Scenario_4 | outage_line_17
|  | 0 | 0 | Vesthavnen 10 kV | Scenario_4 | outage_line_17
|  | 0 | 0 | Gudhjem 10 kV | Scenario_4 | outage_line_17
1.0084 | -1.2596 | 0 | 0 | Hasle A | Scenario_4 | outage_line_18
|  | 0 | 0 | Hasle B | Scenario_4 | outage_line_18
|  | 0 | 0 | Snorrebakken | Scenario_4 | outage_line_18
|  | 0 | 0 | Olsker | Scenario_4 | outage_line_18
|  | 0 | 0 | Ronne Nord | Scenario_4 | outage_line_18
1.0086 | -1.2549 | 0 | 0 | BOR-HAS split 3 | Scenario_4 | outage_line_18
1.0051 | -1.3061 | 0 | 0 | Allinge | Scenario_4 | outage_line_18
|  | 0 | 0 | Svaneke | Scenario_4 | outage_line_18
|  | 0 | 0 | Nexo | Scenario_4 | outage_line_18
0.95433 | 0.00077332 | 0 | 0 | Bodilsker | Scenario_4 | outage_line_18
|  | 0 | 0 | Poulsker | Scenario_4 | outage_line_18
|  | 0 | 0 | Aakirkeby | Scenario_4 | outage_line_18
|  | 0 | 0 | Dalslunde | Scenario_4 | outage_line_18
|  | 0 | 0 | Osterlars | Scenario_4 | outage_line_18
1.0058 | -1.3222 | 0 | 0 | Olsker | Scenario_4 | outage_line_18
|  | 0 | 0 | Gudhjem | Scenario_4 | outage_line_18
|  | 0 | 0 | Viadukten A | Scenario_4 | outage_line_18
|  | 0 | 0 | Viadukten B | Scenario_4 | outage_line_18
|  | 0 | 0 | Ronne Syd | Scenario_4 | outage_line_18
|  | 0 | 0 | Vaerket A | Scenario_4 | outage_line_18
|  | 0 | 0 | Vaerket B | Scenario_4 | outage_line_18
|  | 0 | 0 | Vesthavnen | Scenario_4 | outage_line_18
|  | 0 | 0 | Auxiliary bus Viadukten 1 | Scenario_4 | outage_line_18
|  | 0 | 0 | Auxiliary bus Viadukten 2 | Scenario_4 | outage_line_18
|  | 0 | 0 | Auxiliary bus Viadukten 3 | Scenario_4 | outage_line_18
1.0133 | -0.74041 | 0 | 0 | BOR HAS split 1 | Scenario_4 | outage_line_18
1.0133 | -0.75212 | 0 | 0 | BOR HAS split 2 | Scenario_4 | outage_line_18
1.0112 | -0.56741 | 0 | 0 | Borrby | Scenario_4 | outage_line_18
0.91 | 0 | -4.8754 | 7.8088 | Tomelilla | Scenario_4 | outage_line_18
|  | 0 | 0 | Vaerket Blok 6 | Scenario_4 | outage_line_18
|  | 0 | 0 | Vaerket Blok 5 | Scenario_4 | outage_line_18
|  | 0 | 0 | Vaerket Diesler | Scenario_4 | outage_line_18
|  | 0 | 0 | Vaer N | Scenario_4 | outage_line_18
|  | 0 | 0 | Dampværk A | Scenario_4 | outage_line_18
|  | 0 | 0 | Dampværk B | Scenario_4 | outage_line_18
|  | 0 | 0 | Aux bus trafo DMP | Scenario_4 | outage_line_18
|  | 0 | 0 | Aux bus trafo DMP 2 | Scenario_4 | outage_line_18
|  | 0 | 0 | Snorrebakken 10 kV | Scenario_4 | outage_line_18
1.0084 | -1.2596 | 0 | 0 | Aux bus trafo HASLE | Scenario_4 | outage_line_18
1.0084 | -1.2596 | 0 | 0 | Aux bus trafo HASLE | Scenario_4 | outage_line_18
1.0484 | -2.2256 | 1.9651 | 0.6938 | Hasle 10 kV | Scenario_4 | outage_line_18
1.0024 | -2.7364 | 1.4889 | 0.11 | Olsker 10 kV | Scenario_4 | outage_line_18
|  | 0 | 0 | Østerlars 10 kV | Scenario_4 | outage_line_18
|  | 0 | 0 | Åkirkeby 10 kV | Scenario_4 | outage_line_18
|  | 0 | 0 | Nexø 10 kV | Scenario_4 | outage_line_18
1 | 0 | -7.3771e-07 | -0.054657 | Bodilsker 10 kV | Scenario_4 | outage_line_18
|  | 0 | 0 | Rønne Syd 10 kV | Scenario_4 | outage_line_18
1.0317 | -1.8597 | 1.3083 | 2.266 | Allinge 10 kV | Scenario_4 | outage_line_18
|  | 0 | 0 | Svaneke 10 kV | Scenario_4 | outage_line_18
|  | 0 | 0 | Viadukten 10 kV | Scenario_4 | outage_line_18
|  | 0 | 0 | Auxiliary bus Viadukten 4 | Scenario_4 | outage_line_18
|  | 0 | 0 | Rønne Nord 10 kV | Scenario_4 | outage_line_18
|  | 0 | 0 | Poulsker 10 kV | Scenario_4 | outage_line_18
|  | 0 | 0 | Vesthavnen 10 kV | Scenario_4 | outage_line_18
|  | 0 | 0 | Gudhjem 10 kV | Scenario_4 | outage_line_18
1.0166 | -1.1724 | 0 | 0 | Hasle A | Scenario_4 | outage_line_19
|  | 0 | 0 | Hasle B | Scenario_4 | outage_line_19
|  | 0 | 0 | Snorrebakken | Scenario_4 | outage_line_19
|  | 0 | 0 | Olsker | Scenario_4 | outage_line_19
|  | 0 | 0 | Ronne Nord | Scenario_4 | outage_line_19
1.0168 | -1.1671 | 0 | 0 | BOR-HAS split 3 | Scenario_4 | outage_line_19
|  | 0 | 0 | Allinge | Scenario_4 | outage_line_19
|  | 0 | 0 | Svaneke | Scenario_4 | outage_line_19
|  | 0 | 0 | Nexo | Scenario_4 | outage_line_19
0.95433 | 0.00077332 | 0 | 0 | Bodilsker | Scenario_4 | outage_line_19
|  | 0 | 0 | Poulsker | Scenario_4 | outage_line_19
|  | 0 | 0 | Aakirkeby | Scenario_4 | outage_line_19
|  | 0 | 0 | Dalslunde | Scenario_4 | outage_line_19
|  | 0 | 0 | Osterlars | Scenario_4 | outage_line_19
1.0158 | -1.2269 | 0 | 0 | Olsker | Scenario_4 | outage_line_19
|  | 0 | 0 | Gudhjem | Scenario_4 | outage_line_19
|  | 0 | 0 | Viadukten A | Scenario_4 | outage_line_19
|  | 0 | 0 | Viadukten B | Scenario_4 | outage_line_19
|  | 0 | 0 | Ronne Syd | Scenario_4 | outage_line_19
|  | 0 | 0 | Vaerket A | Scenario_4 | outage_line_19
|  | 0 | 0 | Vaerket B | Scenario_4 | outage_line_19
|  | 0 | 0 | Vesthavnen | Scenario_4 | outage_line_19
|  | 0 | 0 | Auxiliary bus Viadukten 1 | Scenario_4 | outage_line_19
|  | 0 | 0 | Auxiliary bus Viadukten 2 | Scenario_4 | outage_line_19
|  | 0 | 0 | Auxiliary bus Viadukten 3 | Scenario_4 | outage_line_19
1.0175 | -0.59365 | 0 | 0 | BOR HAS split 1 | Scenario_4 | outage_line_19
1.0176 | -0.60571 | 0 | 0 | BOR HAS split 2 | Scenario_4 | outage_line_19
1.0146 | -0.4333 | 0 | 0 | Borrby | Scenario_4 | outage_line_19
0.91 | 0 | -3.5612 | 9.5233 | Tomelilla | Scenario_4 | outage_line_19
|  | 0 | 0 | Vaerket Blok 6 | Scenario_4 | outage_line_19
|  | 0 | 0 | Vaerket Blok 5 | Scenario_4 | outage_line_19
|  | 0 | 0 | Vaerket Diesler | Scenario_4 | outage_line_19
|  | 0 | 0 | Vaer N | Scenario_4 | outage_line_19
|  | 0 | 0 | Dampværk A | Scenario_4 | outage_line_19
|  | 0 | 0 | Dampværk B | Scenario_4 | outage_line_19
|  | 0 | 0 | Aux bus trafo DMP | Scenario_4 | outage_line_19
|  | 0 | 0 | Aux bus trafo DMP 2 | Scenario_4 | outage_line_19
|  | 0 | 0 | Snorrebakken 10 kV | Scenario_4 | outage_line_19
1.0166 | -1.1724 | 0 | 0 | Aux bus trafo HASLE | Scenario_4 | outage_line_19
1.0166 | -1.1724 | 0 | 0 | Aux bus trafo HASLE | Scenario_4 | outage_line_19
1.0572 | -2.1226 | 1.9651 | 0.6938 | Hasle 10 kV | Scenario_4 | outage_line_19
1.0125 | -2.6132 | 1.4889 | 0.11 | Olsker 10 kV | Scenario_4 | outage_line_19
|  | 0 | 0 | Østerlars 10 kV | Scenario_4 | outage_line_19
|  | 0 | 0 | Åkirkeby 10 kV | Scenario_4 | outage_line_19
|  | 0 | 0 | Nexø 10 kV | Scenario_4 | outage_line_19
1 | 0 | -7.3771e-07 | -0.054657 | Bodilsker 10 kV | Scenario_4 | outage_line_19
|  | 0 | 0 | Rønne Syd 10 kV | Scenario_4 | outage_line_19
|  | 0 | 0 | Allinge 10 kV | Scenario_4 | outage_line_19
|  | 0 | 0 | Svaneke 10 kV | Scenario_4 | outage_line_19
|  | 0 | 0 | Viadukten 10 kV | Scenario_4 | outage_line_19
|  | 0 | 0 | Auxiliary bus Viadukten 4 | Scenario_4 | outage_line_19
|  | 0 | 0 | Rønne Nord 10 kV | Scenario_4 | outage_line_19
|  | 0 | 0 | Poulsker 10 kV | Scenario_4 | outage_line_19
|  | 0 | 0 | Vesthavnen 10 kV | Scenario_4 | outage_line_19
|  | 0 | 0 | Gudhjem 10 kV | Scenario_4 | outage_line_19
1.0198 | -0.89403 | 0 | 0 | Hasle A | Scenario_4 | outage_line_20
|  | 0 | 0 | Hasle B | Scenario_4 | outage_line_20
|  | 0 | 0 | Snorrebakken | Scenario_4 | outage_line_20
|  | 0 | 0 | Olsker | Scenario_4 | outage_line_20
|  | 0 | 0 | Ronne Nord | Scenario_4 | outage_line_20
1.0199 | -0.89143 | 0 | 0 | BOR-HAS split 3 | Scenario_4 | outage_line_20
|  | 0 | 0 | Allinge | Scenario_4 | outage_line_20
|  | 0 | 0 | Svaneke | Scenario_4 | outage_line_20
|  | 0 | 0 | Nexo | Scenario_4 | outage_line_20
0.95433 | 0.00077332 | 0 | 0 | Bodilsker | Scenario_4 | outage_line_20
|  | 0 | 0 | Poulsker | Scenario_4 | outage_line_20
|  | 0 | 0 | Aakirkeby | Scenario_4 | outage_line_20
|  | 0 | 0 | Dalslunde | Scenario_4 | outage_line_20
|  | 0 | 0 | Osterlars | Scenario_4 | outage_line_20
|  | 0 | 0 | Olsker | Scenario_4 | outage_line_20
|  | 0 | 0 | Gudhjem | Scenario_4 | outage_line_20
|  | 0 | 0 | Viadukten A | Scenario_4 | outage_line_20
|  | 0 | 0 | Viadukten B | Scenario_4 | outage_line_20
|  | 0 | 0 | Ronne Syd | Scenario_4 | outage_line_20
|  | 0 | 0 | Vaerket A | Scenario_4 | outage_line_20
|  | 0 | 0 | Vaerket B | Scenario_4 | outage_line_20
|  | 0 | 0 | Vesthavnen | Scenario_4 | outage_line_20
|  | 0 | 0 | Auxiliary bus Viadukten 1 | Scenario_4 | outage_line_20
|  | 0 | 0 | Auxiliary bus Viadukten 2 | Scenario_4 | outage_line_20
|  | 0 | 0 | Auxiliary bus Viadukten 3 | Scenario_4 | outage_line_20
1.0182 | -0.40211 | 0 | 0 | BOR HAS split 1 | Scenario_4 | outage_line_20
1.0183 | -0.41284 | 0 | 0 | BOR HAS split 2 | Scenario_4 | outage_line_20
1.015 | -0.27211 | 0 | 0 | Borrby | Scenario_4 | outage_line_20
0.91 | 0 | -2.0573 | 9.6746 | Tomelilla | Scenario_4 | outage_line_20
|  | 0 | 0 | Vaerket Blok 6 | Scenario_4 | outage_line_20
|  | 0 | 0 | Vaerket Blok 5 | Scenario_4 | outage_line_20
|  | 0 | 0 | Vaerket Diesler | Scenario_4 | outage_line_20
|  | 0 | 0 | Vaer N | Scenario_4 | outage_line_20
|  | 0 | 0 | Dampværk A | Scenario_4 | outage_line_20
|  | 0 | 0 | Dampværk B | Scenario_4 | outage_line_20
|  | 0 | 0 | Aux bus trafo DMP | Scenario_4 | outage_line_20
|  | 0 | 0 | Aux bus trafo DMP 2 | Scenario_4 | outage_line_20
|  | 0 | 0 | Snorrebakken 10 kV | Scenario_4 | outage_line_20
1.0198 | -0.89403 | 0 | 0 | Aux bus trafo HASLE | Scenario_4 | outage_line_20
1.0198 | -0.89403 | 0 | 0 | Aux bus trafo HASLE | Scenario_4 | outage_line_20
1.0605 | -1.8382 | 1.9651 | 0.6938 | Hasle 10 kV | Scenario_4 | outage_line_20
|  | 0 | 0 | Olsker 10 kV | Scenario_4 | outage_line_20
|  | 0 | 0 | Østerlars 10 kV | Scenario_4 | outage_line_20
|  | 0 | 0 | Åkirkeby 10 kV | Scenario_4 | outage_line_20
|  | 0 | 0 | Nexø 10 kV | Scenario_4 | outage_line_20
1 | 0 | -7.3771e-07 | -0.054657 | Bodilsker 10 kV | Scenario_4 | outage_line_20
|  | 0 | 0 | Rønne Syd 10 kV | Scenario_4 | outage_line_20
|  | 0 | 0 | Allinge 10 kV | Scenario_4 | outage_line_20
|  | 0 | 0 | Svaneke 10 kV | Scenario_4 | outage_line_20
|  | 0 | 0 | Viadukten 10 kV | Scenario_4 | outage_line_20
|  | 0 | 0 | Auxiliary bus Viadukten 4 | Scenario_4 | outage_line_20
|  | 0 | 0 | Rønne Nord 10 kV | Scenario_4 | outage_line_20
|  | 0 | 0 | Poulsker 10 kV | Scenario_4 | outage_line_20
|  | 0 | 0 | Vesthavnen 10 kV | Scenario_4 | outage_line_20
|  | 0 | 0 | Gudhjem 10 kV | Scenario_4 | outage_line_20
|  | 0 | 0 | Hasle A | Scenario_4 | outage_line_21
|  | 0 | 0 | Hasle B | Scenario_4 | outage_line_21
|  | 0 | 0 | Snorrebakken | Scenario_4 | outage_line_21
|  | 0 | 0 | Olsker | Scenario_4 | outage_line_21
|  | 0 | 0 | Ronne Nord | Scenario_4 | outage_line_21
1.025 | -0.56174 | 0 | 0 | BOR-HAS split 3 | Scenario_4 | outage_line_21
|  | 0 | 0 | Allinge | Scenario_4 | outage_line_21
|  | 0 | 0 | Svaneke | Scenario_4 | outage_line_21
|  | 0 | 0 | Nexo | Scenario_4 | outage_line_21
0.95433 | 0.00077332 | 0 | 0 | Bodilsker | Scenario_4 | outage_line_21
|  | 0 | 0 | Poulsker | Scenario_4 | outage_line_21
|  | 0 | 0 | Aakirkeby | Scenario_4 | outage_line_21
|  | 0 | 0 | Dalslunde | Scenario_4 | outage_line_21
|  | 0 | 0 | Osterlars | Scenario_4 | outage_line_21
|  | 0 | 0 | Olsker | Scenario_4 | outage_line_21
|  | 0 | 0 | Gudhjem | Scenario_4 | outage_line_21
|  | 0 | 0 | Viadukten A | Scenario_4 | outage_line_21
|  | 0 | 0 | Viadukten B | Scenario_4 | outage_line_21
|  | 0 | 0 | Ronne Syd | Scenario_4 | outage_line_21
|  | 0 | 0 | Vaerket A | Scenario_4 | outage_line_21
|  | 0 | 0 | Vaerket B | Scenario_4 | outage_line_21
|  | 0 | 0 | Vesthavnen | Scenario_4 | outage_line_21
|  | 0 | 0 | Auxiliary bus Viadukten 1 | Scenario_4 | outage_line_21
|  | 0 | 0 | Auxiliary bus Viadukten 2 | Scenario_4 | outage_line_21
|  | 0 | 0 | Auxiliary bus Viadukten 3 | Scenario_4 | outage_line_21
1.0198 | -0.15625 | 0 | 0 | BOR HAS split 1 | Scenario_4 | outage_line_21
1.02 | -0.16554 | 0 | 0 | BOR HAS split 2 | Scenario_4 | outage_line_21
1.0161 | -0.063106 | 0 | 0 | Borrby | Scenario_4 | outage_line_21
0.91 | 0 | -0.091414 | 10.1561 | Tomelilla | Scenario_4 | outage_line_21
|  | 0 | 0 | Vaerket Blok 6 | Scenario_4 | outage_line_21
|  | 0 | 0 | Vaerket Blok 5 | Scenario_4 | outage_line_21
|  | 0 | 0 | Vaerket Diesler | Scenario_4 | outage_line_21
|  | 0 | 0 | Vaer N | Scenario_4 | outage_line_21
|  | 0 | 0 | Dampværk A | Scenario_4 | outage_line_21
|  | 0 | 0 | Dampværk B | Scenario_4 | outage_line_21
|  | 0 | 0 | Aux bus trafo DMP | Scenario_4 | outage_line_21
|  | 0 | 0 | Aux bus trafo DMP 2 | Scenario_4 | outage_line_21
|  | 0 | 0 | Snorrebakken 10 kV | Scenario_4 | outage_line_21
|  | 0 | 0 | Aux bus trafo HASLE | Scenario_4 | outage_line_21
|  | 0 | 0 | Aux bus trafo HASLE | Scenario_4 | outage_line_21
|  | 0 | 0 | Hasle 10 kV | Scenario_4 | outage_line_21
|  | 0 | 0 | Olsker 10 kV | Scenario_4 | outage_line_21
|  | 0 | 0 | Østerlars 10 kV | Scenario_4 | outage_line_21
|  | 0 | 0 | Åkirkeby 10 kV | Scenario_4 | outage_line_21
|  | 0 | 0 | Nexø 10 kV | Scenario_4 | outage_line_21
1 | 0 | -7.3769e-07 | -0.054657 | Bodilsker 10 kV | Scenario_4 | outage_line_21
|  | 0 | 0 | Rønne Syd 10 kV | Scenario_4 | outage_line_21
|  | 0 | 0 | Allinge 10 kV | Scenario_4 | outage_line_21
|  | 0 | 0 | Svaneke 10 kV | Scenario_4 | outage_line_21
|  | 0 | 0 | Viadukten 10 kV | Scenario_4 | outage_line_21
|  | 0 | 0 | Auxiliary bus Viadukten 4 | Scenario_4 | outage_line_21
|  | 0 | 0 | Rønne Nord 10 kV | Scenario_4 | outage_line_21
|  | 0 | 0 | Poulsker 10 kV | Scenario_4 | outage_line_21
|  | 0 | 0 | Vesthavnen 10 kV | Scenario_4 | outage_line_21
|  | 0 | 0 | Gudhjem 10 kV | Scenario_4 | outage_line_21
|  | 0 | 0 | Hasle A | Scenario_4 | outage_line_22
|  | 0 | 0 | Hasle B | Scenario_4 | outage_line_22
|  | 0 | 0 | Snorrebakken | Scenario_4 | outage_line_22
|  | 0 | 0 | Olsker | Scenario_4 | outage_line_22
|  | 0 | 0 | Ronne Nord | Scenario_4 | outage_line_22
|  | 0 | 0 | BOR-HAS split 3 | Scenario_4 | outage_line_22
|  | 0 | 0 | Allinge | Scenario_4 | outage_line_22
|  | 0 | 0 | Svaneke | Scenario_4 | outage_line_22
|  | 0 | 0 | Nexo | Scenario_4 | outage_line_22
0.95433 | 0.00077332 | 0 | 0 | Bodilsker | Scenario_4 | outage_line_22
|  | 0 | 0 | Poulsker | Scenario_4 | outage_line_22
|  | 0 | 0 | Aakirkeby | Scenario_4 | outage_line_22
|  | 0 | 0 | Dalslunde | Scenario_4 | outage_line_22
|  | 0 | 0 | Osterlars | Scenario_4 | outage_line_22
|  | 0 | 0 | Olsker | Scenario_4 | outage_line_22
|  | 0 | 0 | Gudhjem | Scenario_4 | outage_line_22
|  | 0 | 0 | Viadukten A | Scenario_4 | outage_line_22
|  | 0 | 0 | Viadukten B | Scenario_4 | outage_line_22
|  | 0 | 0 | Ronne Syd | Scenario_4 | outage_line_22
|  | 0 | 0 | Vaerket A | Scenario_4 | outage_line_22
|  | 0 | 0 | Vaerket B | Scenario_4 | outage_line_22
|  | 0 | 0 | Vesthavnen | Scenario_4 | outage_line_22
|  | 0 | 0 | Auxiliary bus Viadukten 1 | Scenario_4 | outage_line_22
|  | 0 | 0 | Auxiliary bus Viadukten 2 | Scenario_4 | outage_line_22
|  | 0 | 0 | Auxiliary bus Viadukten 3 | Scenario_4 | outage_line_22
0.99854 | -0.011111 | 0 | 0 | BOR HAS split 1 | Scenario_4 | outage_line_22
|  | 0 | 0 | BOR HAS split 2 | Scenario_4 | outage_line_22
0.99836 | -0.0065948 | 0 | 0 | Borrby | Scenario_4 | outage_line_22
0.91 | 0 | -0.031052 | 0.84544 | Tomelilla | Scenario_4 | outage_line_22
|  | 0 | 0 | Vaerket Blok 6 | Scenario_4 | outage_line_22
|  | 0 | 0 | Vaerket Blok 5 | Scenario_4 | outage_line_22
|  | 0 | 0 | Vaerket Diesler | Scenario_4 | outage_line_22
|  | 0 | 0 | Vaer N | Scenario_4 | outage_line_22
|  | 0 | 0 | Dampværk A | Scenario_4 | outage_line_22
|  | 0 | 0 | Dampværk B | Scenario_4 | outage_line_22
|  | 0 | 0 | Aux bus trafo DMP | Scenario_4 | outage_line_22
|  | 0 | 0 | Aux bus trafo DMP 2 | Scenario_4 | outage_line_22
|  | 0 | 0 | Snorrebakken 10 kV | Scenario_4 | outage_line_22
|  | 0 | 0 | Aux bus trafo HASLE | Scenario_4 | outage_line_22
|  | 0 | 0 | Aux bus trafo HASLE | Scenario_4 | outage_line_22
|  | 0 | 0 | Hasle 10 kV | Scenario_4 | outage_line_22
|  | 0 | 0 | Olsker 10 kV | Scenario_4 | outage_line_22
|  | 0 | 0 | Østerlars 10 kV | Scenario_4 | outage_line_22
|  | 0 | 0 | Åkirkeby 10 kV | Scenario_4 | outage_line_22
|  | 0 | 0 | Nexø 10 kV | Scenario_4 | outage_line_22
1 | 0 | -7.3769e-07 | -0.054657 | Bodilsker 10 kV | Scenario_4 | outage_line_22
|  | 0 | 0 | Rønne Syd 10 kV | Scenario_4 | outage_line_22
|  | 0 | 0 | Allinge 10 kV | Scenario_4 | outage_line_22
|  | 0 | 0 | Svaneke 10 kV | Scenario_4 | outage_line_22
|  | 0 | 0 | Viadukten 10 kV | Scenario_4 | outage_line_22
|  | 0 | 0 | Auxiliary bus Viadukten 4 | Scenario_4 | outage_line_22
|  | 0 | 0 | Rønne Nord 10 kV | Scenario_4 | outage_line_22
|  | 0 | 0 | Poulsker 10 kV | Scenario_4 | outage_line_22
|  | 0 | 0 | Vesthavnen 10 kV | Scenario_4 | outage_line_22
|  | 0 | 0 | Gudhjem 10 kV | Scenario_4 | outage_line_22
0.9635 | -2.0009 | 0 | 0 | Hasle A | Scenario_5 | outage_line_0
|  | 0 | 0 | Hasle B | Scenario_5 | outage_line_0
0.95863 | -1.9634 | 0 | 0 | Snorrebakken | Scenario_5 | outage_line_0
|  | 0 | 0 | Olsker | Scenario_5 | outage_line_0
0.95971 | -1.9596 | 0 | 0 | Ronne Nord | Scenario_5 | outage_line_0
0.96433 | -1.9961 | 0 | 0 | BOR-HAS split 3 | Scenario_5 | outage_line_0
0.95915 | -2.1147 | 0 | 0 | Allinge | Scenario_5 | outage_line_0
0.959 | -2.2195 | 0 | 0 | Svaneke | Scenario_5 | outage_line_0
0.95905 | -2.2002 | 0 | 0 | Nexo | Scenario_5 | outage_line_0
0.9596 | -2.1564 | 0 | 0 | Bodilsker | Scenario_5 | outage_line_0
0.95914 | -2.1712 | 0 | 0 | Poulsker | Scenario_5 | outage_line_0
0.95833 | -2.0488 | 0 | 0 | Aakirkeby | Scenario_5 | outage_line_0
0.95936 | -2.2093 | 0 | 0 | Dalslunde | Scenario_5 | outage_line_0
0.9587 | -2.2635 | 0 | 0 | Osterlars | Scenario_5 | outage_line_0
0.95989 | -2.1353 | 0 | 0 | Olsker | Scenario_5 | outage_line_0
0.95852 | -2.2821 | 0 | 0 | Gudhjem | Scenario_5 | outage_line_0
0.95916 | -1.9521 | 0 | 0 | Viadukten A | Scenario_5 | outage_line_0
|  | 0 | 0 | Viadukten B | Scenario_5 | outage_line_0
0.95886 | -1.9453 | 0 | 0 | Ronne Syd | Scenario_5 | outage_line_0
0.95905 | -1.9527 | 0 | 0 | Vaerket A | Scenario_5 | outage_line_0
|  | 0 | 0 | Vaerket B | Scenario_5 | outage_line_0
0.95933 | -1.9561 | 0 | 0 | Vesthavnen | Scenario_5 | outage_line_0
0.95916 | -1.9521 | 0 | 0 | Auxiliary bus Viadukten 1 | Scenario_5 | outage_line_0
0.95916 | -1.9521 | 0 | 0 | Auxiliary bus Viadukten 2 | Scenario_5 | outage_line_0
0.95916 | -1.9521 | 0 | 0 | Auxiliary bus Viadukten 3 | Scenario_5 | outage_line_0
0.99129 | -1.6879 | 0 | 0 | BOR HAS split 1 | Scenario_5 | outage_line_0
0.99103 | -1.6994 | 0 | 0 | BOR HAS split 2 | Scenario_5 | outage_line_0
0.99386 | -1.4153 | 0 | 0 | Borrby | Scenario_5 | outage_line_0
0.91 | 0 | -12.9423 | -1.0314 | Tomelilla | Scenario_5 | outage_line_0
|  | 0 | 0 | Vaerket Blok 6 | Scenario_5 | outage_line_0
|  | 0 | 0 | Vaerket Blok 5 | Scenario_5 | outage_line_0
|  | 0 | 0 | Vaerket Diesler | Scenario_5 | outage_line_0
|  | 0 | 0 | Vaer N | Scenario_5 | outage_line_0
0.99203 | -1.9739 | 0 | 3.9365 | Dampværk A | Scenario_5 | outage_line_0
0.99203 | -1.9739 | 0 | 0 | Dampværk B | Scenario_5 | outage_line_0
0.99203 | -1.9739 | 0 | 0 | Aux bus trafo DMP | Scenario_5 | outage_line_0
0.99203 | -1.9739 | 0.25607 | 0 | Aux bus trafo DMP 2 | Scenario_5 | outage_line_0
0.99558 | -3.0458 | 2.0854 | 0.73627 | Snorrebakken 10 kV | Scenario_5 | outage_line_0
0.9635 | -2.0009 | 0 | 0 | Aux bus trafo HASLE | Scenario_5 | outage_line_0
0.9635 | -2.0009 | 0 | 0 | Aux bus trafo HASLE | Scenario_5 | outage_line_0
1.0006 | -3.1251 | 2.0854 | 0.73627 | Hasle 10 kV | Scenario_5 | outage_line_0
0.95631 | -3.7164 | 1.5154 | 0.11196 | Olsker 10 kV | Scenario_5 | outage_line_0
0.99911 | -2.805 | 1.5994 | 0.77048 | Østerlars 10 kV | Scenario_5 | outage_line_0
0.99876 | -2.2078 | 0.66424 | 1.1505 | Åkirkeby 10 kV | Scenario_5 | outage_line_0
1.0031 | -3.1948 | 1.9707 | 0.086985 | Nexø 10 kV | Scenario_5 | outage_line_0
1 | 0 | -4.6193 | 0.82094 | Bodilsker 10 kV | Scenario_5 | outage_line_0
0.95367 | -2.2356 | 0.92887 | 5.2468 | Rønne Syd 10 kV | Scenario_5 | outage_line_0
0.98014 | -2.7877 | 1.4415 | 2.4967 | Allinge 10 kV | Scenario_5 | outage_line_0
0.99406 | -2.7271 | 1.0443 | 1.0651 | Svaneke 10 kV | Scenario_5 | outage_line_0
0.99523 | -2.2136 | 0.60044 | 1.04 | Viadukten 10 kV | Scenario_5 | outage_line_0
0.95916 | -1.9521 | 0 | 0 | Auxiliary bus Viadukten 4 | Scenario_5 | outage_line_0
0.9971 | -2.1823 | 0.51541 | 0.89271 | Rønne Nord 10 kV | Scenario_5 | outage_line_0
0.99911 | -2.7841 | 1.2444 | 0.51904 | Poulsker 10 kV | Scenario_5 | outage_line_0
0.9985 | -2.1318 | 0.39413 | 0.68265 | Vesthavnen 10 kV | Scenario_5 | outage_line_0
0.95523 | -2.9765 | 0.68681 | 0.14949 | Gudhjem 10 kV | Scenario_5 | outage_line_0
0.96523 | -1.6667 | 0 | 0 | Hasle A | Scenario_5 | outage_line_1
|  | 0 | 0 | Hasle B | Scenario_5 | outage_line_1
|  | 0 | 0 | Snorrebakken | Scenario_5 | outage_line_1
|  | 0 | 0 | Olsker | Scenario_5 | outage_line_1
0.9618 | -1.5955 | 0 | 0 | Ronne Nord | Scenario_5 | outage_line_1
0.96602 | -1.6659 | 0 | 0 | BOR-HAS split 3 | Scenario_5 | outage_line_1
0.96078 | -1.7865 | 0 | 0 | Allinge | Scenario_5 | outage_line_1
0.96023 | -1.9132 | 0 | 0 | Svaneke | Scenario_5 | outage_line_1
0.96026 | -1.8951 | 0 | 0 | Nexo | Scenario_5 | outage_line_1
0.9608 | -1.8518 | 0 | 0 | Bodilsker | Scenario_5 | outage_line_1
0.96033 | -1.8666 | 0 | 0 | Poulsker | Scenario_5 | outage_line_1
0.95998 | -1.7125 | 0 | 0 | Aakirkeby | Scenario_5 | outage_line_1
0.96061 | -1.9021 | 0 | 0 | Dalslunde | Scenario_5 | outage_line_1
0.96012 | -1.947 | 0 | 0 | Osterlars | Scenario_5 | outage_line_1
0.96152 | -1.8071 | 0 | 0 | Olsker | Scenario_5 | outage_line_1
0.95994 | -1.9656 | 0 | 0 | Gudhjem | Scenario_5 | outage_line_1
0.96128 | -1.5839 | 0 | 0 | Viadukten A | Scenario_5 | outage_line_1
|  | 0 | 0 | Viadukten B | Scenario_5 | outage_line_1
0.96097 | -1.5771 | 0 | 0 | Ronne Syd | Scenario_5 | outage_line_1
0.96121 | -1.5816 | 0 | 0 | Vaerket A | Scenario_5 | outage_line_1
|  | 0 | 0 | Vaerket B | Scenario_5 | outage_line_1
0.96145 | -1.5881 | 0 | 0 | Vesthavnen | Scenario_5 | outage_line_1
0.96128 | -1.5839 | 0 | 0 | Auxiliary bus Viadukten 1 | Scenario_5 | outage_line_1
0.96128 | -1.5839 | 0 | 0 | Auxiliary bus Viadukten 2 | Scenario_5 | outage_line_1
0.96128 | -1.5839 | 0 | 0 | Auxiliary bus Viadukten 3 | Scenario_5 | outage_line_1
0.99103 | -1.4876 | 0 | 0 | BOR HAS split 1 | Scenario_5 | outage_line_1
0.99079 | -1.4973 | 0 | 0 | BOR HAS split 2 | Scenario_5 | outage_line_1
0.99347 | -1.2505 | 0 | 0 | Borrby | Scenario_5 | outage_line_1
0.91 | 0 | -11.4512 | -1.2726 | Tomelilla | Scenario_5 | outage_line_1
|  | 0 | 0 | Vaerket Blok 6 | Scenario_5 | outage_line_1
|  | 0 | 0 | Vaerket Blok 5 | Scenario_5 | outage_line_1
|  | 0 | 0 | Vaerket Diesler | Scenario_5 | outage_line_1
|  | 0 | 0 | Vaer N | Scenario_5 | outage_line_1
0.99426 | -1.6025 | 0 | 3.9543 | Dampværk A | Scenario_5 | outage_line_1
0.99426 | -1.6025 | 0 | 0 | Dampværk B | Scenario_5 | outage_line_1
0.99426 | -1.6025 | 0 | 0 | Aux bus trafo DMP | Scenario_5 | outage_line_1
0.99426 | -1.6025 | 0.25607 | 0 | Aux bus trafo DMP 2 | Scenario_5 | outage_line_1
|  | 0 | 0 | Snorrebakken 10 kV | Scenario_5 | outage_line_1
0.96523 | -1.6667 | 0 | 0 | Aux bus trafo HASLE | Scenario_5 | outage_line_1
0.96523 | -1.6667 | 0 | 0 | Aux bus trafo HASLE | Scenario_5 | outage_line_1
1.0024 | -2.7869 | 2.0854 | 0.73627 | Hasle 10 kV | Scenario_5 | outage_line_1
0.95794 | -3.3828 | 1.5154 | 0.11196 | Olsker 10 kV | Scenario_5 | outage_line_1
1.0006 | -2.4869 | 1.5994 | 0.77048 | Østerlars 10 kV | Scenario_5 | outage_line_1
1.0005 | -1.8709 | 0.66424 | 1.1505 | Åkirkeby 10 kV | Scenario_5 | outage_line_1
1.0044 | -2.8872 | 1.9707 | 0.086985 | Nexø 10 kV | Scenario_5 | outage_line_1
1 | 0 | -3.9563 | 0.9578 | Bodilsker 10 kV | Scenario_5 | outage_line_1
0.95583 | -1.8654 | 0.92887 | 5.2633 | Rønne Syd 10 kV | Scenario_5 | outage_line_1
0.98189 | -2.4572 | 1.4415 | 2.4967 | Allinge 10 kV | Scenario_5 | outage_line_1
0.99536 | -2.4195 | 1.0443 | 1.0651 | Svaneke 10 kV | Scenario_5 | outage_line_1
0.99747 | -1.8443 | 0.60044 | 1.04 | Viadukten 10 kV | Scenario_5 | outage_line_1
0.96128 | -1.5839 | 0 | 0 | Auxiliary bus Viadukten 4 | Scenario_5 | outage_line_1
0.9993 | -1.8172 | 0.51541 | 0.89271 | Rønne Nord 10 kV | Scenario_5 | outage_line_1
1.0004 | -2.4779 | 1.2444 | 0.51904 | Poulsker 10 kV | Scenario_5 | outage_line_1
1.0007 | -1.763 | 0.39413 | 0.68265 | Vesthavnen 10 kV | Scenario_5 | outage_line_1
0.95666 | -2.658 | 0.68681 | 0.14949 | Gudhjem 10 kV | Scenario_5 | outage_line_1
0.96425 | -1.6485 | 0 | 0 | Hasle A | Scenario_5 | outage_line_2
|  | 0 | 0 | Hasle B | Scenario_5 | outage_line_2
|  | 0 | 0 | Snorrebakken | Scenario_5 | outage_line_2
|  | 0 | 0 | Olsker | Scenario_5 | outage_line_2
0.96075 | -1.5738 | 0 | 0 | Ronne Nord | Scenario_5 | outage_line_2
0.96505 | -1.6481 | 0 | 0 | BOR-HAS split 3 | Scenario_5 | outage_line_2
0.95977 | -1.7689 | 0 | 0 | Allinge | Scenario_5 | outage_line_2
0.95918 | -1.8975 | 0 | 0 | Svaneke | Scenario_5 | outage_line_2
0.9592 | -1.8795 | 0 | 0 | Nexo | Scenario_5 | outage_line_2
0.95974 | -1.8363 | 0 | 0 | Bodilsker | Scenario_5 | outage_line_2
0.95927 | -1.851 | 0 | 0 | Poulsker | Scenario_5 | outage_line_2
0.95876 | -1.689 | 0 | 0 | Aakirkeby | Scenario_5 | outage_line_2
0.95956 | -1.8864 | 0 | 0 | Dalslunde | Scenario_5 | outage_line_2
0.95908 | -1.9306 | 0 | 0 | Osterlars | Scenario_5 | outage_line_2
0.96052 | -1.7896 | 0 | 0 | Olsker | Scenario_5 | outage_line_2
0.9589 | -1.9493 | 0 | 0 | Gudhjem | Scenario_5 | outage_line_2
0.95997 | -1.5531 | 0 | 0 | Viadukten A | Scenario_5 | outage_line_2
|  | 0 | 0 | Viadukten B | Scenario_5 | outage_line_2
0.95961 | -1.5454 | 0 | 0 | Ronne Syd | Scenario_5 | outage_line_2
0.95973 | -1.5456 | 0 | 0 | Vaerket A | Scenario_5 | outage_line_2
|  | 0 | 0 | Vaerket B | Scenario_5 | outage_line_2
0.96069 | -1.5736 | 0 | 0 | Vesthavnen | Scenario_5 | outage_line_2
0.95997 | -1.5531 | 0 | 0 | Auxiliary bus Viadukten 1 | Scenario_5 | outage_line_2
0.95997 | -1.5531 | 0 | 0 | Auxiliary bus Viadukten 2 | Scenario_5 | outage_line_2
0.95997 | -1.5531 | 0 | 0 | Auxiliary bus Viadukten 3 | Scenario_5 | outage_line_2
0.99043 | -1.4901 | 0 | 0 | BOR HAS split 1 | Scenario_5 | outage_line_2
0.99018 | -1.4995 | 0 | 0 | BOR HAS split 2 | Scenario_5 | outage_line_2
0.99297 | -1.2543 | 0 | 0 | Borrby | Scenario_5 | outage_line_2
0.91 | 0 | -11.4929 | -1.533 | Tomelilla | Scenario_5 | outage_line_2
|  | 0 | 0 | Vaerket Blok 6 | Scenario_5 | outage_line_2
|  | 0 | 0 | Vaerket Blok 5 | Scenario_5 | outage_line_2
|  | 0 | 0 | Vaerket Diesler | Scenario_5 | outage_line_2
|  | 0 | 0 | Vaer N | Scenario_5 | outage_line_2
0.99274 | -1.5667 | 0 | 3.9421 | Dampværk A | Scenario_5 | outage_line_2
0.99274 | -1.5667 | 0 | 0 | Dampværk B | Scenario_5 | outage_line_2
0.99274 | -1.5667 | 0 | 0 | Aux bus trafo DMP | Scenario_5 | outage_line_2
0.99274 | -1.5667 | 0.25607 | 0 | Aux bus trafo DMP 2 | Scenario_5 | outage_line_2
|  | 0 | 0 | Snorrebakken 10 kV | Scenario_5 | outage_line_2
0.96425 | -1.6485 | 0 | 0 | Aux bus trafo HASLE | Scenario_5 | outage_line_2
0.96425 | -1.6485 | 0 | 0 | Aux bus trafo HASLE | Scenario_5 | outage_line_2
1.0014 | -2.771 | 2.0854 | 0.73627 | Hasle 10 kV | Scenario_5 | outage_line_2
0.95694 | -3.3686 | 1.5154 | 0.11196 | Olsker 10 kV | Scenario_5 | outage_line_2
0.99951 | -2.4717 | 1.5994 | 0.77048 | Østerlars 10 kV | Scenario_5 | outage_line_2
0.99922 | -1.8478 | 0.66424 | 1.1505 | Åkirkeby 10 kV | Scenario_5 | outage_line_2
1.0032 | -2.8738 | 1.9707 | 0.086985 | Nexø 10 kV | Scenario_5 | outage_line_2
1 | 0 | -3.9267 | 0.81999 | Bodilsker 10 kV | Scenario_5 | outage_line_2
0.95443 | -1.835 | 0.92887 | 5.2526 | Rønne Syd 10 kV | Scenario_5 | outage_line_2
0.98081 | -2.4411 | 1.4415 | 2.4967 | Allinge 10 kV | Scenario_5 | outage_line_2
0.99424 | -2.405 | 1.0443 | 1.0651 | Svaneke 10 kV | Scenario_5 | outage_line_2
0.99608 | -1.8141 | 0.60044 | 1.04 | Viadukten 10 kV | Scenario_5 | outage_line_2
0.95997 | -1.5531 | 0 | 0 | Auxiliary bus Viadukten 4 | Scenario_5 | outage_line_2
0.99819 | -1.796 | 0.51541 | 0.89271 | Rønne Nord 10 kV | Scenario_5 | outage_line_2
0.99925 | -2.4637 | 1.2444 | 0.51904 | Poulsker 10 kV | Scenario_5 | outage_line_2
0.99994 | -1.7488 | 0.39413 | 0.68265 | Vesthavnen 10 kV | Scenario_5 | outage_line_2
0.95562 | -2.6431 | 0.68681 | 0.14949 | Gudhjem 10 kV | Scenario_5 | outage_line_2
0.96345 | -1.6348 | 0 | 0 | Hasle A | Scenario_5 | outage_line_3
|  | 0 | 0 | Hasle B | Scenario_5 | outage_line_3
|  | 0 | 0 | Snorrebakken | Scenario_5 | outage_line_3
|  | 0 | 0 | Olsker | Scenario_5 | outage_line_3
0.9599 | -1.5575 | 0 | 0 | Ronne Nord | Scenario_5 | outage_line_3
0.96426 | -1.6347 | 0 | 0 | BOR-HAS split 3 | Scenario_5 | outage_line_3
0.95895 | -1.7554 | 0 | 0 | Allinge | Scenario_5 | outage_line_3
0.9583 | -1.8842 | 0 | 0 | Svaneke | Scenario_5 | outage_line_3
0.95832 | -1.8662 | 0 | 0 | Nexo | Scenario_5 | outage_line_3
0.95885 | -1.8229 | 0 | 0 | Bodilsker | Scenario_5 | outage_line_3
0.95839 | -1.8377 | 0 | 0 | Poulsker | Scenario_5 | outage_line_3
0.95775 | -1.6683 | 0 | 0 | Aakirkeby | Scenario_5 | outage_line_3
0.95868 | -1.8731 | 0 | 0 | Dalslunde | Scenario_5 | outage_line_3
0.95823 | -1.9173 | 0 | 0 | Osterlars | Scenario_5 | outage_line_3
0.9597 | -1.776 | 0 | 0 | Olsker | Scenario_5 | outage_line_3
0.95805 | -1.936 | 0 | 0 | Gudhjem | Scenario_5 | outage_line_3
0.9591 | -1.5361 | 0 | 0 | Viadukten A | Scenario_5 | outage_line_3
|  | 0 | 0 | Viadukten B | Scenario_5 | outage_line_3
0.95846 | -1.5173 | 0 | 0 | Ronne Syd | Scenario_5 | outage_line_3
0.95808 | -1.4849 | 0 | 0 | Vaerket A | Scenario_5 | outage_line_3
|  | 0 | 0 | Vaerket B | Scenario_5 | outage_line_3
0.95983 | -1.5573 | 0 | 0 | Vesthavnen | Scenario_5 | outage_line_3
0.9591 | -1.5361 | 0 | 0 | Auxiliary bus Viadukten 1 | Scenario_5 | outage_line_3
0.9591 | -1.5361 | 0 | 0 | Auxiliary bus Viadukten 2 | Scenario_5 | outage_line_3
0.9591 | -1.5361 | 0 | 0 | Auxiliary bus Viadukten 3 | Scenario_5 | outage_line_3
0.98994 | -1.4927 | 0 | 0 | BOR HAS split 1 | Scenario_5 | outage_line_3
0.98969 | -1.502 | 0 | 0 | BOR HAS split 2 | Scenario_5 | outage_line_3
0.99257 | -1.2579 | 0 | 0 | Borrby | Scenario_5 | outage_line_3
0.91 | 0 | -11.5313 | -1.7431 | Tomelilla | Scenario_5 | outage_line_3
|  | 0 | 0 | Vaerket Blok 6 | Scenario_5 | outage_line_3
|  | 0 | 0 | Vaerket Blok 5 | Scenario_5 | outage_line_3
|  | 0 | 0 | Vaerket Diesler | Scenario_5 | outage_line_3
|  | 0 | 0 | Vaer N | Scenario_5 | outage_line_3
0.99103 | -1.5061 | 0 | 3.9286 | Dampværk A | Scenario_5 | outage_line_3
0.99103 | -1.5061 | 0 | 0 | Dampværk B | Scenario_5 | outage_line_3
0.99103 | -1.5061 | 0 | 0 | Aux bus trafo DMP | Scenario_5 | outage_line_3
0.99103 | -1.5061 | 0.25607 | 0 | Aux bus trafo DMP 2 | Scenario_5 | outage_line_3
|  | 0 | 0 | Snorrebakken 10 kV | Scenario_5 | outage_line_3
0.96345 | -1.6348 | 0 | 0 | Aux bus trafo HASLE | Scenario_5 | outage_line_3
0.96345 | -1.6348 | 0 | 0 | Aux bus trafo HASLE | Scenario_5 | outage_line_3
1.0005 | -2.7591 | 2.0854 | 0.73627 | Hasle 10 kV | Scenario_5 | outage_line_3
0.95611 | -3.3577 | 1.5154 | 0.11196 | Olsker 10 kV | Scenario_5 | outage_line_3
0.99861 | -2.4594 | 1.5994 | 0.77048 | Østerlars 10 kV | Scenario_5 | outage_line_3
0.99815 | -1.8274 | 0.66424 | 1.1505 | Åkirkeby 10 kV | Scenario_5 | outage_line_3
1.0023 | -2.8623 | 1.9707 | 0.086985 | Nexø 10 kV | Scenario_5 | outage_line_3
1 | 0 | -3.9011 | 0.70518 | Bodilsker 10 kV | Scenario_5 | outage_line_3
0.95325 | -1.8079 | 0.92887 | 5.2436 | Rønne Syd 10 kV | Scenario_5 | outage_line_3
0.97993 | -2.4287 | 1.4415 | 2.4967 | Allinge 10 kV | Scenario_5 | outage_line_3
0.99331 | -2.3926 | 1.0443 | 1.0651 | Svaneke 10 kV | Scenario_5 | outage_line_3
0.99517 | -1.7977 | 0.60044 | 1.04 | Viadukten 10 kV | Scenario_5 | outage_line_3
0.9591 | -1.5361 | 0 | 0 | Auxiliary bus Viadukten 4 | Scenario_5 | outage_line_3
0.99729 | -1.7801 | 0.51541 | 0.89271 | Rønne Nord 10 kV | Scenario_5 | outage_line_3
0.99832 | -2.4515 | 1.2444 | 0.51904 | Poulsker 10 kV | Scenario_5 | outage_line_3
0.99904 | -1.7328 | 0.39413 | 0.68265 | Vesthavnen 10 kV | Scenario_5 | outage_line_3
0.95476 | -2.6311 | 0.68681 | 0.14949 | Gudhjem 10 kV | Scenario_5 | outage_line_3
0.97267 | -1.7751 | 0 | 0 | Hasle A | Scenario_5 | outage_line_4
|  | 0 | 0 | Hasle B | Scenario_5 | outage_line_4
|  | 0 | 0 | Snorrebakken | Scenario_5 | outage_line_4
|  | 0 | 0 | Olsker | Scenario_5 | outage_line_4
0.96986 | -1.7309 | 0 | 0 | Ronne Nord | Scenario_5 | outage_line_4
0.97338 | -1.7713 | 0 | 0 | BOR-HAS split 3 | Scenario_5 | outage_line_4
0.96809 | -1.8847 | 0 | 0 | Allinge | Scenario_5 | outage_line_4
0.96693 | -1.9773 | 0 | 0 | Svaneke | Scenario_5 | outage_line_4
0.96692 | -1.9571 | 0 | 0 | Nexo | Scenario_5 | outage_line_4
0.96743 | -1.9128 | 0 | 0 | Bodilsker | Scenario_5 | outage_line_4
0.96697 | -1.9275 | 0 | 0 | Poulsker | Scenario_5 | outage_line_4
0.9672 | -1.8075 | 0 | 0 | Aakirkeby | Scenario_5 | outage_line_4
0.96733 | -1.9676 | 0 | 0 | Dalslunde | Scenario_5 | outage_line_4
0.96711 | -2.0256 | 0 | 0 | Osterlars | Scenario_5 | outage_line_4
0.96882 | -1.9049 | 0 | 0 | Olsker | Scenario_5 | outage_line_4
0.96693 | -2.0442 | 0 | 0 | Gudhjem | Scenario_5 | outage_line_4
0.96924 | -1.7177 | 0 | 0 | Viadukten A | Scenario_5 | outage_line_4
|  | 0 | 0 | Viadukten B | Scenario_5 | outage_line_4
0.96876 | -1.7063 | 0 | 0 | Ronne Syd | Scenario_5 | outage_line_4
|  | 0 | 0 | Vaerket A | Scenario_5 | outage_line_4
|  | 0 | 0 | Vaerket B | Scenario_5 | outage_line_4
0.9698 | -1.7308 | 0 | 0 | Vesthavnen | Scenario_5 | outage_line_4
0.96924 | -1.7177 | 0 | 0 | Auxiliary bus Viadukten 1 | Scenario_5 | outage_line_4
0.96924 | -1.7177 | 0 | 0 | Auxiliary bus Viadukten 2 | Scenario_5 | outage_line_4
0.96924 | -1.7177 | 0 | 0 | Auxiliary bus Viadukten 3 | Scenario_5 | outage_line_4
0.99552 | -1.4537 | 0 | 0 | BOR HAS split 1 | Scenario_5 | outage_line_4
0.99532 | -1.4648 | 0 | 0 | BOR HAS split 2 | Scenario_5 | outage_line_4
0.99716 | -1.2095 | 0 | 0 | Borrby | Scenario_5 | outage_line_4
0.91 | 0 | -11.0231 | 0.64679 | Tomelilla | Scenario_5 | outage_line_4
|  | 0 | 0 | Vaerket Blok 6 | Scenario_5 | outage_line_4
|  | 0 | 0 | Vaerket Blok 5 | Scenario_5 | outage_line_4
|  | 0 | 0 | Vaerket Diesler | Scenario_5 | outage_line_4
|  | 0 | 0 | Vaer N | Scenario_5 | outage_line_4
|  | 0 | 0 | Dampværk A | Scenario_5 | outage_line_4
|  | 0 | 0 | Dampværk B | Scenario_5 | outage_line_4
|  | 0 | 0 | Aux bus trafo DMP | Scenario_5 | outage_line_4
|  | 0 | 0 | Aux bus trafo DMP 2 | Scenario_5 | outage_line_4
|  | 0 | 0 | Snorrebakken 10 kV | Scenario_5 | outage_line_4
0.97267 | -1.7751 | 0 | 0 | Aux bus trafo HASLE | Scenario_5 | outage_line_4
0.97267 | -1.7751 | 0 | 0 | Aux bus trafo HASLE | Scenario_5 | outage_line_4
1.0103 | -2.878 | 2.0854 | 0.73627 | Hasle 10 kV | Scenario_5 | outage_line_4
0.96528 | -3.4568 | 1.5154 | 0.11196 | Olsker 10 kV | Scenario_5 | outage_line_4
1.008 | -2.5577 | 1.5994 | 0.77048 | Østerlars 10 kV | Scenario_5 | outage_line_4
1.0081 | -1.9636 | 0.66424 | 1.1505 | Åkirkeby 10 kV | Scenario_5 | outage_line_4
1.0113 | -2.9356 | 1.9707 | 0.086985 | Nexø 10 kV | Scenario_5 | outage_line_4
1 | 0 | -4.0648 | 1.8178 | Bodilsker 10 kV | Scenario_5 | outage_line_4
0.96384 | -1.9875 | 0.92887 | 5.3248 | Rønne Syd 10 kV | Scenario_5 | outage_line_4
0.98974 | -2.545 | 1.4415 | 2.4967 | Allinge 10 kV | Scenario_5 | outage_line_4
1.0025 | -2.4765 | 1.0443 | 1.0651 | Svaneke 10 kV | Scenario_5 | outage_line_4
1.0059 | -1.9738 | 0.60044 | 1.04 | Viadukten 10 kV | Scenario_5 | outage_line_4
0.96924 | -1.7177 | 0 | 0 | Auxiliary bus Viadukten 4 | Scenario_5 | outage_line_4
1.0078 | -1.949 | 0.51541 | 0.89271 | Rønne Nord 10 kV | Scenario_5 | outage_line_4
1.0074 | -2.5304 | 1.2444 | 0.51904 | Poulsker 10 kV | Scenario_5 | outage_line_4
1.0095 | -1.9027 | 0.39413 | 0.68265 | Vesthavnen 10 kV | Scenario_5 | outage_line_4
0.96367 | -2.7265 | 0.68681 | 0.14949 | Gudhjem 10 kV | Scenario_5 | outage_line_4
0.97389 | -1.7311 | 0 | 0 | Hasle A | Scenario_5 | outage_line_5
|  | 0 | 0 | Hasle B | Scenario_5 | outage_line_5
|  | 0 | 0 | Snorrebakken | Scenario_5 | outage_line_5
|  | 0 | 0 | Olsker | Scenario_5 | outage_line_5
0.97121 | -1.6851 | 0 | 0 | Ronne Nord | Scenario_5 | outage_line_5
0.97458 | -1.7276 | 0 | 0 | BOR-HAS split 3 | Scenario_5 | outage_line_5
0.96927 | -1.8406 | 0 | 0 | Allinge | Scenario_5 | outage_line_5
0.96797 | -1.9332 | 0 | 0 | Svaneke | Scenario_5 | outage_line_5
0.96795 | -1.9129 | 0 | 0 | Nexo | Scenario_5 | outage_line_5
0.96846 | -1.8686 | 0 | 0 | Bodilsker | Scenario_5 | outage_line_5
0.968 | -1.8833 | 0 | 0 | Poulsker | Scenario_5 | outage_line_5
0.96838 | -1.7624 | 0 | 0 | Aakirkeby | Scenario_5 | outage_line_5
0.96838 | -1.9235 | 0 | 0 | Dalslunde | Scenario_5 | outage_line_5
0.96822 | -1.9813 | 0 | 0 | Osterlars | Scenario_5 | outage_line_5
0.97001 | -1.8607 | 0 | 0 | Olsker | Scenario_5 | outage_line_5
0.96804 | -1.9999 | 0 | 0 | Gudhjem | Scenario_5 | outage_line_5
0.97059 | -1.6718 | 0 | 0 | Viadukten A | Scenario_5 | outage_line_5
|  | 0 | 0 | Viadukten B | Scenario_5 | outage_line_5
0.97009 | -1.6604 | 0 | 0 | Ronne Syd | Scenario_5 | outage_line_5
|  | 0 | 0 | Vaerket A | Scenario_5 | outage_line_5
|  | 0 | 0 | Vaerket B | Scenario_5 | outage_line_5
|  | 0 | 0 | Vesthavnen | Scenario_5 | outage_line_5
0.97059 | -1.6718 | 0 | 0 | Auxiliary bus Viadukten 1 | Scenario_5 | outage_line_5
0.97059 | -1.6718 | 0 | 0 | Auxiliary bus Viadukten 2 | Scenario_5 | outage_line_5
0.97059 | -1.6718 | 0 | 0 | Auxiliary bus Viadukten 3 | Scenario_5 | outage_line_5
0.99603 | -1.4151 | 0 | 0 | BOR HAS split 1 | Scenario_5 | outage_line_5
0.99584 | -1.426 | 0 | 0 | BOR HAS split 2 | Scenario_5 | outage_line_5
0.99755 | -1.1761 | 0 | 0 | Borrby | Scenario_5 | outage_line_5
0.91 | 0 | -10.7125 | 0.84098 | Tomelilla | Scenario_5 | outage_line_5
|  | 0 | 0 | Vaerket Blok 6 | Scenario_5 | outage_line_5
|  | 0 | 0 | Vaerket Blok 5 | Scenario_5 | outage_line_5
|  | 0 | 0 | Vaerket Diesler | Scenario_5 | outage_line_5
|  | 0 | 0 | Vaer N | Scenario_5 | outage_line_5
|  | 0 | 0 | Dampværk A | Scenario_5 | outage_line_5
|  | 0 | 0 | Dampværk B | Scenario_5 | outage_line_5
|  | 0 | 0 | Aux bus trafo DMP | Scenario_5 | outage_line_5
|  | 0 | 0 | Aux bus trafo DMP 2 | Scenario_5 | outage_line_5
|  | 0 | 0 | Snorrebakken 10 kV | Scenario_5 | outage_line_5
0.97389 | -1.7311 | 0 | 0 | Aux bus trafo HASLE | Scenario_5 | outage_line_5
0.97389 | -1.7311 | 0 | 0 | Aux bus trafo HASLE | Scenario_5 | outage_line_5
1.0116 | -2.8312 | 2.0854 | 0.73627 | Hasle 10 kV | Scenario_5 | outage_line_5
0.96647 | -3.4088 | 1.5154 | 0.11196 | Olsker 10 kV | Scenario_5 | outage_line_5
1.0091 | -2.5122 | 1.5994 | 0.77048 | Østerlars 10 kV | Scenario_5 | outage_line_5
1.0093 | -1.9181 | 0.66424 | 1.1505 | Åkirkeby 10 kV | Scenario_5 | outage_line_5
1.0124 | -2.8893 | 1.9707 | 0.086985 | Nexø 10 kV | Scenario_5 | outage_line_5
1 | 0 | -3.9647 | 1.948 | Bodilsker 10 kV | Scenario_5 | outage_line_5
0.96521 | -1.9403 | 0.92887 | 5.3353 | Rønne Syd 10 kV | Scenario_5 | outage_line_5
0.99101 | -2.4993 | 1.4415 | 2.4967 | Allinge 10 kV | Scenario_5 | outage_line_5
1.0036 | -2.4313 | 1.0443 | 1.0651 | Svaneke 10 kV | Scenario_5 | outage_line_5
1.0073 | -1.9271 | 0.60044 | 1.04 | Viadukten 10 kV | Scenario_5 | outage_line_5
0.97059 | -1.6718 | 0 | 0 | Auxiliary bus Viadukten 4 | Scenario_5 | outage_line_5
1.0092 | -1.9025 | 0.51541 | 0.89271 | Rønne Nord 10 kV | Scenario_5 | outage_line_5
1.0084 | -2.4849 | 1.2444 | 0.51904 | Poulsker 10 kV | Scenario_5 | outage_line_5
|  | 0 | 0 | Vesthavnen 10 kV | Scenario_5 | outage_line_5
0.96478 | -2.6806 | 0.68681 | 0.14949 | Gudhjem 10 kV | Scenario_5 | outage_line_5
0.97795 | -1.8097 | 0 | 0 | Hasle A | Scenario_5 | outage_line_6
|  | 0 | 0 | Hasle B | Scenario_5 | outage_line_6
|  | 0 | 0 | Snorrebakken | Scenario_5 | outage_line_6
|  | 0 | 0 | Olsker | Scenario_5 | outage_line_6
0.92546 | -1.6024 | 0 | 0 | Ronne Nord | Scenario_5 | outage_line_6
0.97859 | -1.8043 | 0 | 0 | BOR-HAS split 3 | Scenario_5 | outage_line_6
0.96809 | -1.9312 | 0 | 0 | Allinge | Scenario_5 | outage_line_6
0.94838 | -2.0665 | 0 | 0 | Svaneke | Scenario_5 | outage_line_6
0.94732 | -2.0444 | 0 | 0 | Nexo | Scenario_5 | outage_line_6
0.94732 | -1.9938 | 0 | 0 | Bodilsker | Scenario_5 | outage_line_6
0.94685 | -2.0087 | 0 | 0 | Poulsker | Scenario_5 | outage_line_6
0.93564 | -1.8 | 0 | 0 | Aakirkeby | Scenario_5 | outage_line_6
0.94961 | -2.0588 | 0 | 0 | Dalslunde | Scenario_5 | outage_line_6
0.95702 | -2.0982 | 0 | 0 | Osterlars | Scenario_5 | outage_line_6
0.96883 | -1.9514 | 0 | 0 | Olsker | Scenario_5 | outage_line_6
0.95683 | -2.1169 | 0 | 0 | Gudhjem | Scenario_5 | outage_line_6
0.92555 | -1.6036 | 0 | 0 | Viadukten A | Scenario_5 | outage_line_6
|  | 0 | 0 | Viadukten B | Scenario_5 | outage_line_6
0.92571 | -1.6056 | 0 | 0 | Ronne Syd | Scenario_5 | outage_line_6
|  | 0 | 0 | Vaerket A | Scenario_5 | outage_line_6
|  | 0 | 0 | Vaerket B | Scenario_5 | outage_line_6
|  | 0 | 0 | Vesthavnen | Scenario_5 | outage_line_6
0.92555 | -1.6036 | 0 | 0 | Auxiliary bus Viadukten 1 | Scenario_5 | outage_line_6
0.92555 | -1.6036 | 0 | 0 | Auxiliary bus Viadukten 2 | Scenario_5 | outage_line_6
0.92555 | -1.6036 | 0 | 0 | Auxiliary bus Viadukten 3 | Scenario_5 | outage_line_6
0.99854 | -1.4076 | 0 | 0 | BOR HAS split 1 | Scenario_5 | outage_line_6
0.99838 | -1.4194 | 0 | 0 | BOR HAS split 2 | Scenario_5 | outage_line_6
0.99963 | -1.1627 | 0 | 0 | Borrby | Scenario_5 | outage_line_6
0.91 | 0 | -10.5578 | 1.9267 | Tomelilla | Scenario_5 | outage_line_6
|  | 0 | 0 | Vaerket Blok 6 | Scenario_5 | outage_line_6
|  | 0 | 0 | Vaerket Blok 5 | Scenario_5 | outage_line_6
|  | 0 | 0 | Vaerket Diesler | Scenario_5 | outage_line_6
|  | 0 | 0 | Vaer N | Scenario_5 | outage_line_6
|  | 0 | 0 | Dampværk A | Scenario_5 | outage_line_6
|  | 0 | 0 | Dampværk B | Scenario_5 | outage_line_6
|  | 0 | 0 | Aux bus trafo DMP | Scenario_5 | outage_line_6
|  | 0 | 0 | Aux bus trafo DMP 2 | Scenario_5 | outage_line_6
|  | 0 | 0 | Snorrebakken 10 kV | Scenario_5 | outage_line_6
0.97795 | -1.8097 | 0 | 0 | Aux bus trafo HASLE | Scenario_5 | outage_line_6
0.97795 | -1.8097 | 0 | 0 | Aux bus trafo HASLE | Scenario_5 | outage_line_6
1.0158 | -2.9006 | 2.0854 | 0.73627 | Hasle 10 kV | Scenario_5 | outage_line_6
0.96528 | -3.5033 | 1.5154 | 0.11196 | Olsker 10 kV | Scenario_5 | outage_line_6
0.99733 | -2.6416 | 1.5994 | 0.77048 | Østerlars 10 kV | Scenario_5 | outage_line_6
0.97486 | -1.9668 | 0.66424 | 1.1505 | Åkirkeby 10 kV | Scenario_5 | outage_line_6
0.99077 | -3.0638 | 1.9707 | 0.086985 | Nexø 10 kV | Scenario_5 | outage_line_6
1 | 0 | -4.3091 | -0.77275 | Bodilsker 10 kV | Scenario_5 | outage_line_6
0.91959 | -1.9286 | 0.92887 | 4.9914 | Rønne Syd 10 kV | Scenario_5 | outage_line_6
0.98974 | -2.5916 | 1.4415 | 2.4967 | Allinge 10 kV | Scenario_5 | outage_line_6
0.98281 | -2.5857 | 1.0443 | 1.0651 | Svaneke 10 kV | Scenario_5 | outage_line_6
0.95968 | -1.8848 | 0.60044 | 1.04 | Viadukten 10 kV | Scenario_5 | outage_line_6
0.92555 | -1.6036 | 0 | 0 | Auxiliary bus Viadukten 4 | Scenario_5 | outage_line_6
0.96092 | -1.8422 | 0.51541 | 0.89271 | Rønne Nord 10 kV | Scenario_5 | outage_line_6
0.98617 | -2.6377 | 1.2444 | 0.51904 | Poulsker 10 kV | Scenario_5 | outage_line_6
|  | 0 | 0 | Vesthavnen 10 kV | Scenario_5 | outage_line_6
0.95354 | -2.8137 | 0.68681 | 0.14949 | Gudhjem 10 kV | Scenario_5 | outage_line_6
0.97962 | -1.7631 | 0 | 0 | Hasle A | Scenario_5 | outage_line_7
|  | 0 | 0 | Hasle B | Scenario_5 | outage_line_7
|  | 0 | 0 | Snorrebakken | Scenario_5 | outage_line_7
|  | 0 | 0 | Olsker | Scenario_5 | outage_line_7
|  | 0 | 0 | Ronne Nord | Scenario_5 | outage_line_7
0.98024 | -1.758 | 0 | 0 | BOR-HAS split 3 | Scenario_5 | outage_line_7
0.97013 | -1.8764 | 0 | 0 | Allinge | Scenario_5 | outage_line_7
0.95168 | -1.9822 | 0 | 0 | Svaneke | Scenario_5 | outage_line_7
0.95069 | -1.9587 | 0 | 0 | Nexo | Scenario_5 | outage_line_7
0.95073 | -1.9078 | 0 | 0 | Bodilsker | Scenario_5 | outage_line_7
0.95025 | -1.9227 | 0 | 0 | Poulsker | Scenario_5 | outage_line_7
0.94023 | -1.7073 | 0 | 0 | Aakirkeby | Scenario_5 | outage_line_7
0.95285 | -1.9755 | 0 | 0 | Dalslunde | Scenario_5 | outage_line_7
0.95975 | -2.027 | 0 | 0 | Osterlars | Scenario_5 | outage_line_7
0.97087 | -1.8965 | 0 | 0 | Olsker | Scenario_5 | outage_line_7
0.95956 | -2.0457 | 0 | 0 | Gudhjem | Scenario_5 | outage_line_7
0.93141 | -1.505 | 0 | 0 | Viadukten A | Scenario_5 | outage_line_7
|  | 0 | 0 | Viadukten B | Scenario_5 | outage_line_7
0.9315 | -1.5064 | 0 | 0 | Ronne Syd | Scenario_5 | outage_line_7
|  | 0 | 0 | Vaerket A | Scenario_5 | outage_line_7
|  | 0 | 0 | Vaerket B | Scenario_5 | outage_line_7
|  | 0 | 0 | Vesthavnen | Scenario_5 | outage_line_7
0.93141 | -1.505 | 0 | 0 | Auxiliary bus Viadukten 1 | Scenario_5 | outage_line_7
0.93141 | -1.505 | 0 | 0 | Auxiliary bus Viadukten 2 | Scenario_5 | outage_line_7
0.93141 | -1.505 | 0 | 0 | Auxiliary bus Viadukten 3 | Scenario_5 | outage_line_7
0.9993 | -1.362 | 0 | 0 | BOR HAS split 1 | Scenario_5 | outage_line_7
0.99914 | -1.3738 | 0 | 0 | BOR HAS split 2 | Scenario_5 | outage_line_7
1.0002 | -1.1229 | 0 | 0 | Borrby | Scenario_5 | outage_line_7
0.91 | 0 | -10.1844 | 2.2207 | Tomelilla | Scenario_5 | outage_line_7
|  | 0 | 0 | Vaerket Blok 6 | Scenario_5 | outage_line_7
|  | 0 | 0 | Vaerket Blok 5 | Scenario_5 | outage_line_7
|  | 0 | 0 | Vaerket Diesler | Scenario_5 | outage_line_7
|  | 0 | 0 | Vaer N | Scenario_5 | outage_line_7
|  | 0 | 0 | Dampværk A | Scenario_5 | outage_line_7
|  | 0 | 0 | Dampværk B | Scenario_5 | outage_line_7
|  | 0 | 0 | Aux bus trafo DMP | Scenario_5 | outage_line_7
|  | 0 | 0 | Aux bus trafo DMP 2 | Scenario_5 | outage_line_7
|  | 0 | 0 | Snorrebakken 10 kV | Scenario_5 | outage_line_7
0.97962 | -1.7631 | 0 | 0 | Aux bus trafo HASLE | Scenario_5 | outage_line_7
0.97962 | -1.7631 | 0 | 0 | Aux bus trafo HASLE | Scenario_5 | outage_line_7
1.0176 | -2.8503 | 2.0854 | 0.73627 | Hasle 10 kV | Scenario_5 | outage_line_7
0.96733 | -3.4418 | 1.5154 | 0.11196 | Olsker 10 kV | Scenario_5 | outage_line_7
1.0002 | -2.5673 | 1.5994 | 0.77048 | Østerlars 10 kV | Scenario_5 | outage_line_7
0.9797 | -1.8725 | 0.66424 | 1.1505 | Åkirkeby 10 kV | Scenario_5 | outage_line_7
0.9943 | -2.9709 | 1.9707 | 0.086985 | Nexø 10 kV | Scenario_5 | outage_line_7
1 | 0 | -4.1134 | -0.33838 | Bodilsker 10 kV | Scenario_5 | outage_line_7
0.92555 | -1.8235 | 0.92887 | 5.0354 | Rønne Syd 10 kV | Scenario_5 | outage_line_7
0.99194 | -2.5339 | 1.4415 | 2.4967 | Allinge 10 kV | Scenario_5 | outage_line_7
0.98631 | -2.4978 | 1.0443 | 1.0651 | Svaneke 10 kV | Scenario_5 | outage_line_7
0.96588 | -1.7825 | 0.60044 | 1.04 | Viadukten 10 kV | Scenario_5 | outage_line_7
0.93141 | -1.505 | 0 | 0 | Auxiliary bus Viadukten 4 | Scenario_5 | outage_line_7
|  | 0 | 0 | Rønne Nord 10 kV | Scenario_5 | outage_line_7
0.98976 | -2.5471 | 1.2444 | 0.51904 | Poulsker 10 kV | Scenario_5 | outage_line_7
|  | 0 | 0 | Vesthavnen 10 kV | Scenario_5 | outage_line_7
0.95628 | -2.7385 | 0.68681 | 0.14949 | Gudhjem 10 kV | Scenario_5 | outage_line_7
0.98169 | -1.7109 | 0 | 0 | Hasle A | Scenario_5 | outage_line_8
|  | 0 | 0 | Hasle B | Scenario_5 | outage_line_8
|  | 0 | 0 | Snorrebakken | Scenario_5 | outage_line_8
|  | 0 | 0 | Olsker | Scenario_5 | outage_line_8
|  | 0 | 0 | Ronne Nord | Scenario_5 | outage_line_8
0.98229 | -1.7061 | 0 | 0 | BOR-HAS split 3 | Scenario_5 | outage_line_8
0.97266 | -1.8153 | 0 | 0 | Allinge | Scenario_5 | outage_line_8
0.95576 | -1.8894 | 0 | 0 | Svaneke | Scenario_5 | outage_line_8
0.95485 | -1.8644 | 0 | 0 | Nexo | Scenario_5 | outage_line_8
0.95494 | -1.8133 | 0 | 0 | Bodilsker | Scenario_5 | outage_line_8
0.95446 | -1.8281 | 0 | 0 | Poulsker | Scenario_5 | outage_line_8
0.9459 | -1.6087 | 0 | 0 | Aakirkeby | Scenario_5 | outage_line_8
0.95685 | -1.8837 | 0 | 0 | Dalslunde | Scenario_5 | outage_line_8
0.96312 | -1.9481 | 0 | 0 | Osterlars | Scenario_5 | outage_line_8
0.97339 | -1.8352 | 0 | 0 | Olsker | Scenario_5 | outage_line_8
0.96294 | -1.9667 | 0 | 0 | Gudhjem | Scenario_5 | outage_line_8
|  | 0 | 0 | Viadukten A | Scenario_5 | outage_line_8
|  | 0 | 0 | Viadukten B | Scenario_5 | outage_line_8
0.93862 | -1.4041 | 0 | 0 | Ronne Syd | Scenario_5 | outage_line_8
|  | 0 | 0 | Vaerket A | Scenario_5 | outage_line_8
|  | 0 | 0 | Vaerket B | Scenario_5 | outage_line_8
|  | 0 | 0 | Vesthavnen | Scenario_5 | outage_line_8
|  | 0 | 0 | Auxiliary bus Viadukten 1 | Scenario_5 | outage_line_8
|  | 0 | 0 | Auxiliary bus Viadukten 2 | Scenario_5 | outage_line_8
|  | 0 | 0 | Auxiliary bus Viadukten 3 | Scenario_5 | outage_line_8
1.0002 | -1.3086 | 0 | 0 | BOR HAS split 1 | Scenario_5 | outage_line_8
1.0001 | -1.3202 | 0 | 0 | BOR HAS split 2 | Scenario_5 | outage_line_8
1.0009 | -1.0759 | 0 | 0 | Borrby | Scenario_5 | outage_line_8
0.91 | 0 | -9.7428 | 2.5948 | Tomelilla | Scenario_5 | outage_line_8
|  | 0 | 0 | Vaerket Blok 6 | Scenario_5 | outage_line_8
|  | 0 | 0 | Vaerket Blok 5 | Scenario_5 | outage_line_8
|  | 0 | 0 | Vaerket Diesler | Scenario_5 | outage_line_8
|  | 0 | 0 | Vaer N | Scenario_5 | outage_line_8
|  | 0 | 0 | Dampværk A | Scenario_5 | outage_line_8
|  | 0 | 0 | Dampværk B | Scenario_5 | outage_line_8
|  | 0 | 0 | Aux bus trafo DMP | Scenario_5 | outage_line_8
|  | 0 | 0 | Aux bus trafo DMP 2 | Scenario_5 | outage_line_8
|  | 0 | 0 | Snorrebakken 10 kV | Scenario_5 | outage_line_8
0.98169 | -1.7109 | 0 | 0 | Aux bus trafo HASLE | Scenario_5 | outage_line_8
0.98169 | -1.7109 | 0 | 0 | Aux bus trafo HASLE | Scenario_5 | outage_line_8
1.0198 | -2.7935 | 2.0854 | 0.73627 | Hasle 10 kV | Scenario_5 | outage_line_8
0.96986 | -3.3725 | 1.5154 | 0.11196 | Olsker 10 kV | Scenario_5 | outage_line_8
1.0038 | -2.4846 | 1.5994 | 0.77048 | Østerlars 10 kV | Scenario_5 | outage_line_8
0.98566 | -1.7719 | 0.66424 | 1.1505 | Åkirkeby 10 kV | Scenario_5 | outage_line_8
0.99867 | -2.8678 | 1.9707 | 0.086985 | Nexø 10 kV | Scenario_5 | outage_line_8
1 | 0 | -3.8951 | 0.19881 | Bodilsker 10 kV | Scenario_5 | outage_line_8
0.93287 | -1.7139 | 0.92887 | 5.0898 | Rønne Syd 10 kV | Scenario_5 | outage_line_8
0.99465 | -2.4692 | 1.4415 | 2.4967 | Allinge 10 kV | Scenario_5 | outage_line_8
0.99062 | -2.4005 | 1.0443 | 1.0651 | Svaneke 10 kV | Scenario_5 | outage_line_8
|  | 0 | 0 | Viadukten 10 kV | Scenario_5 | outage_line_8
|  | 0 | 0 | Auxiliary bus Viadukten 4 | Scenario_5 | outage_line_8
|  | 0 | 0 | Rønne Nord 10 kV | Scenario_5 | outage_line_8
0.99419 | -2.447 | 1.2444 | 0.51904 | Poulsker 10 kV | Scenario_5 | outage_line_8
|  | 0 | 0 | Vesthavnen 10 kV | Scenario_5 | outage_line_8
0.95967 | -2.6547 | 0.68681 | 0.14949 | Gudhjem 10 kV | Scenario_5 | outage_line_8
0.99376 | -1.7276 | 0 | 0 | Hasle A | Scenario_5 | outage_line_9
|  | 0 | 0 | Hasle B | Scenario_5 | outage_line_9
|  | 0 | 0 | Snorrebakken | Scenario_5 | outage_line_9
|  | 0 | 0 | Olsker | Scenario_5 | outage_line_9
|  | 0 | 0 | Ronne Nord | Scenario_5 | outage_line_9
0.99421 | -1.72 | 0 | 0 | BOR-HAS split 3 | Scenario_5 | outage_line_9
0.98728 | -1.8516 | 0 | 0 | Allinge | Scenario_5 | outage_line_9
0.97905 | -2.0011 | 0 | 0 | Svaneke | Scenario_5 | outage_line_9
0.97862 | -1.9825 | 0 | 0 | Nexo | Scenario_5 | outage_line_9
0.97891 | -1.9375 | 0 | 0 | Bodilsker | Scenario_5 | outage_line_9
0.97846 | -1.9521 | 0 | 0 | Poulsker | Scenario_5 | outage_line_9
0.97708 | -1.93 | 0 | 0 | Aakirkeby | Scenario_5 | outage_line_9
0.97976 | -1.9898 | 0 | 0 | Dalslunde | Scenario_5 | outage_line_9
0.98249 | -2.0215 | 0 | 0 | Osterlars | Scenario_5 | outage_line_9
0.988 | -1.8708 | 0 | 0 | Olsker | Scenario_5 | outage_line_9
0.98232 | -2.0399 | 0 | 0 | Gudhjem | Scenario_5 | outage_line_9
|  | 0 | 0 | Viadukten A | Scenario_5 | outage_line_9
|  | 0 | 0 | Viadukten B | Scenario_5 | outage_line_9
|  | 0 | 0 | Ronne Syd | Scenario_5 | outage_line_9
|  | 0 | 0 | Vaerket A | Scenario_5 | outage_line_9
|  | 0 | 0 | Vaerket B | Scenario_5 | outage_line_9
|  | 0 | 0 | Vesthavnen | Scenario_5 | outage_line_9
|  | 0 | 0 | Auxiliary bus Viadukten 1 | Scenario_5 | outage_line_9
|  | 0 | 0 | Auxiliary bus Viadukten 2 | Scenario_5 | outage_line_9
|  | 0 | 0 | Auxiliary bus Viadukten 3 | Scenario_5 | outage_line_9
1.007 | -1.1713 | 0 | 0 | BOR HAS split 1 | Scenario_5 | outage_line_9
1.0069 | -1.1843 | 0 | 0 | BOR HAS split 2 | Scenario_5 | outage_line_9
1.0064 | -0.94293 | 0 | 0 | Borrby | Scenario_5 | outage_line_9
0.91 | 0 | -8.4308 | 5.4015 | Tomelilla | Scenario_5 | outage_line_9
|  | 0 | 0 | Vaerket Blok 6 | Scenario_5 | outage_line_9
|  | 0 | 0 | Vaerket Blok 5 | Scenario_5 | outage_line_9
|  | 0 | 0 | Vaerket Diesler | Scenario_5 | outage_line_9
|  | 0 | 0 | Vaer N | Scenario_5 | outage_line_9
|  | 0 | 0 | Dampværk A | Scenario_5 | outage_line_9
|  | 0 | 0 | Dampværk B | Scenario_5 | outage_line_9
|  | 0 | 0 | Aux bus trafo DMP | Scenario_5 | outage_line_9
|  | 0 | 0 | Aux bus trafo DMP 2 | Scenario_5 | outage_line_9
|  | 0 | 0 | Snorrebakken 10 kV | Scenario_5 | outage_line_9
0.99376 | -1.7276 | 0 | 0 | Aux bus trafo HASLE | Scenario_5 | outage_line_9
0.99376 | -1.7276 | 0 | 0 | Aux bus trafo HASLE | Scenario_5 | outage_line_9
1.0325 | -2.7838 | 2.0854 | 0.73627 | Hasle 10 kV | Scenario_5 | outage_line_9
0.98453 | -3.3627 | 1.5154 | 0.11196 | Olsker 10 kV | Scenario_5 | outage_line_9
1.0241 | -2.537 | 1.5994 | 0.77048 | Østerlars 10 kV | Scenario_5 | outage_line_9
1.0185 | -2.083 | 0.66424 | 1.1505 | Åkirkeby 10 kV | Scenario_5 | outage_line_9
1.0236 | -2.9377 | 1.9707 | 0.086985 | Nexø 10 kV | Scenario_5 | outage_line_9
1 | 0 | -4.0785 | 3.301 | Bodilsker 10 kV | Scenario_5 | outage_line_9
|  | 0 | 0 | Rønne Syd 10 kV | Scenario_5 | outage_line_9
1.0103 | -2.4858 | 1.4415 | 2.4967 | Allinge 10 kV | Scenario_5 | outage_line_9
1.0153 | -2.4879 | 1.0443 | 1.0651 | Svaneke 10 kV | Scenario_5 | outage_line_9
|  | 0 | 0 | Viadukten 10 kV | Scenario_5 | outage_line_9
|  | 0 | 0 | Auxiliary bus Viadukten 4 | Scenario_5 | outage_line_9
|  | 0 | 0 | Rønne Nord 10 kV | Scenario_5 | outage_line_9
1.0195 | -2.5408 | 1.2444 | 0.51904 | Poulsker 10 kV | Scenario_5 | outage_line_9
|  | 0 | 0 | Vesthavnen 10 kV | Scenario_5 | outage_line_9
0.97911 | -2.7009 | 0.68681 | 0.14949 | Gudhjem 10 kV | Scenario_5 | outage_line_9
0.99635 | -1.6783 | 0 | 0 | Hasle A | Scenario_5 | outage_line_10
|  | 0 | 0 | Hasle B | Scenario_5 | outage_line_10
|  | 0 | 0 | Snorrebakken | Scenario_5 | outage_line_10
|  | 0 | 0 | Olsker | Scenario_5 | outage_line_10
|  | 0 | 0 | Ronne Nord | Scenario_5 | outage_line_10
0.99677 | -1.6708 | 0 | 0 | BOR-HAS split 3 | Scenario_5 | outage_line_10
0.99044 | -1.7947 | 0 | 0 | Allinge | Scenario_5 | outage_line_10
0.98414 | -1.9182 | 0 | 0 | Svaneke | Scenario_5 | outage_line_10
0.98381 | -1.8986 | 0 | 0 | Nexo | Scenario_5 | outage_line_10
0.98415 | -1.8537 | 0 | 0 | Bodilsker | Scenario_5 | outage_line_10
0.9837 | -1.8682 | 0 | 0 | Poulsker | Scenario_5 | outage_line_10
|  | 0 | 0 | Aakirkeby | Scenario_5 | outage_line_10
0.98476 | -1.9076 | 0 | 0 | Dalslunde | Scenario_5 | outage_line_10
0.9867 | -1.9498 | 0 | 0 | Osterlars | Scenario_5 | outage_line_10
0.99116 | -1.8138 | 0 | 0 | Olsker | Scenario_5 | outage_line_10
0.98653 | -1.9681 | 0 | 0 | Gudhjem | Scenario_5 | outage_line_10
|  | 0 | 0 | Viadukten A | Scenario_5 | outage_line_10
|  | 0 | 0 | Viadukten B | Scenario_5 | outage_line_10
|  | 0 | 0 | Ronne Syd | Scenario_5 | outage_line_10
|  | 0 | 0 | Vaerket A | Scenario_5 | outage_line_10
|  | 0 | 0 | Vaerket B | Scenario_5 | outage_line_10
|  | 0 | 0 | Vesthavnen | Scenario_5 | outage_line_10
|  | 0 | 0 | Auxiliary bus Viadukten 1 | Scenario_5 | outage_line_10
|  | 0 | 0 | Auxiliary bus Viadukten 2 | Scenario_5 | outage_line_10
|  | 0 | 0 | Auxiliary bus Viadukten 3 | Scenario_5 | outage_line_10
1.0082 | -1.1133 | 0 | 0 | BOR HAS split 1 | Scenario_5 | outage_line_10
1.0082 | -1.1262 | 0 | 0 | BOR HAS split 2 | Scenario_5 | outage_line_10
1.0074 | -0.89126 | 0 | 0 | Borrby | Scenario_5 | outage_line_10
0.91 | 0 | -7.9378 | 5.8995 | Tomelilla | Scenario_5 | outage_line_10
|  | 0 | 0 | Vaerket Blok 6 | Scenario_5 | outage_line_10
|  | 0 | 0 | Vaerket Blok 5 | Scenario_5 | outage_line_10
|  | 0 | 0 | Vaerket Diesler | Scenario_5 | outage_line_10
|  | 0 | 0 | Vaer N | Scenario_5 | outage_line_10
|  | 0 | 0 | Dampværk A | Scenario_5 | outage_line_10
|  | 0 | 0 | Dampværk B | Scenario_5 | outage_line_10
|  | 0 | 0 | Aux bus trafo DMP | Scenario_5 | outage_line_10
|  | 0 | 0 | Aux bus trafo DMP 2 | Scenario_5 | outage_line_10
|  | 0 | 0 | Snorrebakken 10 kV | Scenario_5 | outage_line_10
0.99635 | -1.6783 | 0 | 0 | Aux bus trafo HASLE | Scenario_5 | outage_line_10
0.99635 | -1.6783 | 0 | 0 | Aux bus trafo HASLE | Scenario_5 | outage_line_10
1.0353 | -2.7289 | 2.0854 | 0.73627 | Hasle 10 kV | Scenario_5 | outage_line_10
0.9877 | -3.2962 | 1.5154 | 0.11196 | Olsker 10 kV | Scenario_5 | outage_line_10
1.0286 | -2.4609 | 1.5994 | 0.77048 | Østerlars 10 kV | Scenario_5 | outage_line_10
|  | 0 | 0 | Åkirkeby 10 kV | Scenario_5 | outage_line_10
1.0291 | -2.8437 | 1.9707 | 0.086985 | Nexø 10 kV | Scenario_5 | outage_line_10
1 | 0 | -3.8743 | 3.9725 | Bodilsker 10 kV | Scenario_5 | outage_line_10
|  | 0 | 0 | Rønne Syd 10 kV | Scenario_5 | outage_line_10
1.0137 | -2.4249 | 1.4415 | 2.4967 | Allinge 10 kV | Scenario_5 | outage_line_10
1.0207 | -2.3999 | 1.0443 | 1.0651 | Svaneke 10 kV | Scenario_5 | outage_line_10
|  | 0 | 0 | Viadukten 10 kV | Scenario_5 | outage_line_10
|  | 0 | 0 | Auxiliary bus Viadukten 4 | Scenario_5 | outage_line_10
|  | 0 | 0 | Rønne Nord 10 kV | Scenario_5 | outage_line_10
1.025 | -2.4506 | 1.2444 | 0.51904 | Poulsker 10 kV | Scenario_5 | outage_line_10
|  | 0 | 0 | Vesthavnen 10 kV | Scenario_5 | outage_line_10
0.98333 | -2.6235 | 0.68681 | 0.14949 | Gudhjem 10 kV | Scenario_5 | outage_line_10
0.99622 | -1.5293 | 0 | 0 | Hasle A | Scenario_5 | outage_line_11
|  | 0 | 0 | Hasle B | Scenario_5 | outage_line_11
|  | 0 | 0 | Snorrebakken | Scenario_5 | outage_line_11
|  | 0 | 0 | Olsker | Scenario_5 | outage_line_11
|  | 0 | 0 | Ronne Nord | Scenario_5 | outage_line_11
0.99663 | -1.5238 | 0 | 0 | BOR-HAS split 3 | Scenario_5 | outage_line_11
0.99033 | -1.6127 | 0 | 0 | Allinge | Scenario_5 | outage_line_11
0.98411 | -1.618 | 0 | 0 | Svaneke | Scenario_5 | outage_line_11
0.98379 | -1.5916 | 0 | 0 | Nexo | Scenario_5 | outage_line_11
0.98415 | -1.5434 | 0 | 0 | Bodilsker | Scenario_5 | outage_line_11
|  | 0 | 0 | Poulsker | Scenario_5 | outage_line_11
|  | 0 | 0 | Aakirkeby | Scenario_5 | outage_line_11
0.98472 | -1.6127 | 0 | 0 | Dalslunde | Scenario_5 | outage_line_11
0.98663 | -1.7038 | 0 | 0 | Osterlars | Scenario_5 | outage_line_11
0.99105 | -1.6318 | 0 | 0 | Olsker | Scenario_5 | outage_line_11
0.98646 | -1.7222 | 0 | 0 | Gudhjem | Scenario_5 | outage_line_11
|  | 0 | 0 | Viadukten A | Scenario_5 | outage_line_11
|  | 0 | 0 | Viadukten B | Scenario_5 | outage_line_11
|  | 0 | 0 | Ronne Syd | Scenario_5 | outage_line_11
|  | 0 | 0 | Vaerket A | Scenario_5 | outage_line_11
|  | 0 | 0 | Vaerket B | Scenario_5 | outage_line_11
|  | 0 | 0 | Vesthavnen | Scenario_5 | outage_line_11
|  | 0 | 0 | Auxiliary bus Viadukten 1 | Scenario_5 | outage_line_11
|  | 0 | 0 | Auxiliary bus Viadukten 2 | Scenario_5 | outage_line_11
|  | 0 | 0 | Auxiliary bus Viadukten 3 | Scenario_5 | outage_line_11
1.0076 | -1.0338 | 0 | 0 | BOR HAS split 1 | Scenario_5 | outage_line_11
1.0075 | -1.0458 | 0 | 0 | BOR HAS split 2 | Scenario_5 | outage_line_11
1.0068 | -0.82713 | 0 | 0 | Borrby | Scenario_5 | outage_line_11
0.91 | 0 | -7.3584 | 5.572 | Tomelilla | Scenario_5 | outage_line_11
|  | 0 | 0 | Vaerket Blok 6 | Scenario_5 | outage_line_11
|  | 0 | 0 | Vaerket Blok 5 | Scenario_5 | outage_line_11
|  | 0 | 0 | Vaerket Diesler | Scenario_5 | outage_line_11
|  | 0 | 0 | Vaer N | Scenario_5 | outage_line_11
|  | 0 | 0 | Dampværk A | Scenario_5 | outage_line_11
|  | 0 | 0 | Dampværk B | Scenario_5 | outage_line_11
|  | 0 | 0 | Aux bus trafo DMP | Scenario_5 | outage_line_11
|  | 0 | 0 | Aux bus trafo DMP 2 | Scenario_5 | outage_line_11
|  | 0 | 0 | Snorrebakken 10 kV | Scenario_5 | outage_line_11
0.99622 | -1.5293 | 0 | 0 | Aux bus trafo HASLE | Scenario_5 | outage_line_11
0.99622 | -1.5293 | 0 | 0 | Aux bus trafo HASLE | Scenario_5 | outage_line_11
1.0351 | -2.5803 | 2.0854 | 0.73627 | Hasle 10 kV | Scenario_5 | outage_line_11
0.98759 | -3.1145 | 1.5154 | 0.11196 | Olsker 10 kV | Scenario_5 | outage_line_11
1.0285 | -2.215 | 1.5994 | 0.77048 | Østerlars 10 kV | Scenario_5 | outage_line_11
|  | 0 | 0 | Åkirkeby 10 kV | Scenario_5 | outage_line_11
1.0291 | -2.5368 | 1.9707 | 0.086985 | Nexø 10 kV | Scenario_5 | outage_line_11
1 | 0 | -3.1864 | 3.951 | Bodilsker 10 kV | Scenario_5 | outage_line_11
|  | 0 | 0 | Rønne Syd 10 kV | Scenario_5 | outage_line_11
1.0136 | -2.243 | 1.4415 | 2.4967 | Allinge 10 kV | Scenario_5 | outage_line_11
1.0206 | -2.0998 | 1.0443 | 1.0651 | Svaneke 10 kV | Scenario_5 | outage_line_11
|  | 0 | 0 | Viadukten 10 kV | Scenario_5 | outage_line_11
|  | 0 | 0 | Auxiliary bus Viadukten 4 | Scenario_5 | outage_line_11
|  | 0 | 0 | Rønne Nord 10 kV | Scenario_5 | outage_line_11
|  | 0 | 0 | Poulsker 10 kV | Scenario_5 | outage_line_11
|  | 0 | 0 | Vesthavnen 10 kV | Scenario_5 | outage_line_11
0.98326 | -2.3776 | 0.68681 | 0.14949 | Gudhjem 10 kV | Scenario_5 | outage_line_11
0.99512 | -1.5368 | 0 | 0 | Hasle A | Scenario_5 | outage_line_12
|  | 0 | 0 | Hasle B | Scenario_5 | outage_line_12
|  | 0 | 0 | Snorrebakken | Scenario_5 | outage_line_12
|  | 0 | 0 | Olsker | Scenario_5 | outage_line_12
|  | 0 | 0 | Ronne Nord | Scenario_5 | outage_line_12
0.99555 | -1.5314 | 0 | 0 | BOR-HAS split 3 | Scenario_5 | outage_line_12
0.98901 | -1.6204 | 0 | 0 | Allinge | Scenario_5 | outage_line_12
0.98159 | -1.6967 | 0 | 0 | Svaneke | Scenario_5 | outage_line_12
0.98072 | -1.7624 | 0 | 0 | Nexo | Scenario_5 | outage_line_12
0.98187 | -1.4754 | 0 | 0 | Bodilsker | Scenario_5 | outage_line_12
|  | 0 | 0 | Poulsker | Scenario_5 | outage_line_12
|  | 0 | 0 | Aakirkeby | Scenario_5 | outage_line_12
0.98263 | -1.6207 | 0 | 0 | Dalslunde | Scenario_5 | outage_line_12
0.98487 | -1.712 | 0 | 0 | Osterlars | Scenario_5 | outage_line_12
0.98972 | -1.6395 | 0 | 0 | Olsker | Scenario_5 | outage_line_12
0.9847 | -1.7303 | 0 | 0 | Gudhjem | Scenario_5 | outage_line_12
|  | 0 | 0 | Viadukten A | Scenario_5 | outage_line_12
|  | 0 | 0 | Viadukten B | Scenario_5 | outage_line_12
|  | 0 | 0 | Ronne Syd | Scenario_5 | outage_line_12
|  | 0 | 0 | Vaerket A | Scenario_5 | outage_line_12
|  | 0 | 0 | Vaerket B | Scenario_5 | outage_line_12
|  | 0 | 0 | Vesthavnen | Scenario_5 | outage_line_12
|  | 0 | 0 | Auxiliary bus Viadukten 1 | Scenario_5 | outage_line_12
|  | 0 | 0 | Auxiliary bus Viadukten 2 | Scenario_5 | outage_line_12
|  | 0 | 0 | Auxiliary bus Viadukten 3 | Scenario_5 | outage_line_12
1.007 | -1.051 | 0 | 0 | BOR HAS split 1 | Scenario_5 | outage_line_12
1.007 | -1.063 | 0 | 0 | BOR HAS split 2 | Scenario_5 | outage_line_12
1.0063 | -0.84311 | 0 | 0 | Borrby | Scenario_5 | outage_line_12
0.91 | 0 | -7.5139 | 5.3362 | Tomelilla | Scenario_5 | outage_line_12
|  | 0 | 0 | Vaerket Blok 6 | Scenario_5 | outage_line_12
|  | 0 | 0 | Vaerket Blok 5 | Scenario_5 | outage_line_12
|  | 0 | 0 | Vaerket Diesler | Scenario_5 | outage_line_12
|  | 0 | 0 | Vaer N | Scenario_5 | outage_line_12
|  | 0 | 0 | Dampværk A | Scenario_5 | outage_line_12
|  | 0 | 0 | Dampværk B | Scenario_5 | outage_line_12
|  | 0 | 0 | Aux bus trafo DMP | Scenario_5 | outage_line_12
|  | 0 | 0 | Aux bus trafo DMP 2 | Scenario_5 | outage_line_12
|  | 0 | 0 | Snorrebakken 10 kV | Scenario_5 | outage_line_12
0.99512 | -1.5368 | 0 | 0 | Aux bus trafo HASLE | Scenario_5 | outage_line_12
0.99512 | -1.5368 | 0 | 0 | Aux bus trafo HASLE | Scenario_5 | outage_line_12
1.034 | -2.5901 | 2.0854 | 0.73627 | Hasle 10 kV | Scenario_5 | outage_line_12
0.98626 | -3.1263 | 1.5154 | 0.11196 | Olsker 10 kV | Scenario_5 | outage_line_12
1.0267 | -2.2249 | 1.5994 | 0.77048 | Østerlars 10 kV | Scenario_5 | outage_line_12
|  | 0 | 0 | Åkirkeby 10 kV | Scenario_5 | outage_line_12
1.0258 | -2.7135 | 1.9707 | 0.086985 | Nexø 10 kV | Scenario_5 | outage_line_12
1 | 0 | -3.0461 | 3.6514 | Bodilsker 10 kV | Scenario_5 | outage_line_12
|  | 0 | 0 | Rønne Syd 10 kV | Scenario_5 | outage_line_12
1.0122 | -2.2524 | 1.4415 | 2.4967 | Allinge 10 kV | Scenario_5 | outage_line_12
1.018 | -2.181 | 1.0443 | 1.0651 | Svaneke 10 kV | Scenario_5 | outage_line_12
|  | 0 | 0 | Viadukten 10 kV | Scenario_5 | outage_line_12
|  | 0 | 0 | Auxiliary bus Viadukten 4 | Scenario_5 | outage_line_12
|  | 0 | 0 | Rønne Nord 10 kV | Scenario_5 | outage_line_12
|  | 0 | 0 | Poulsker 10 kV | Scenario_5 | outage_line_12
|  | 0 | 0 | Vesthavnen 10 kV | Scenario_5 | outage_line_12
0.98149 | -2.3881 | 0.68681 | 0.14949 | Gudhjem 10 kV | Scenario_5 | outage_line_12
1.0028 | -2.5489 | 0 | 0 | Hasle A | Scenario_5 | outage_line_13
|  | 0 | 0 | Hasle B | Scenario_5 | outage_line_13
|  | 0 | 0 | Snorrebakken | Scenario_5 | outage_line_13
|  | 0 | 0 | Olsker | Scenario_5 | outage_line_13
|  | 0 | 0 | Ronne Nord | Scenario_5 | outage_line_13
1.0031 | -2.5295 | 0 | 0 | BOR-HAS split 3 | Scenario_5 | outage_line_13
0.99795 | -2.8648 | 0 | 0 | Allinge | Scenario_5 | outage_line_13
0.99493 | -3.7312 | 0 | 0 | Svaneke | Scenario_5 | outage_line_13
0.99408 | -3.7959 | 0 | 0 | Nexo | Scenario_5 | outage_line_13
0.95433 | 0.00077332 | 0 | 0 | Bodilsker | Scenario_5 | outage_line_13
|  | 0 | 0 | Poulsker | Scenario_5 | outage_line_13
|  | 0 | 0 | Aakirkeby | Scenario_5 | outage_line_13
0.99594 | -3.6557 | 0 | 0 | Dalslunde | Scenario_5 | outage_line_13
0.99629 | -3.4034 | 0 | 0 | Osterlars | Scenario_5 | outage_line_13
0.99866 | -2.8834 | 0 | 0 | Olsker | Scenario_5 | outage_line_13
0.99612 | -3.4216 | 0 | 0 | Gudhjem | Scenario_5 | outage_line_13
|  | 0 | 0 | Viadukten A | Scenario_5 | outage_line_13
|  | 0 | 0 | Viadukten B | Scenario_5 | outage_line_13
|  | 0 | 0 | Ronne Syd | Scenario_5 | outage_line_13
|  | 0 | 0 | Vaerket A | Scenario_5 | outage_line_13
|  | 0 | 0 | Vaerket B | Scenario_5 | outage_line_13
|  | 0 | 0 | Vesthavnen | Scenario_5 | outage_line_13
|  | 0 | 0 | Auxiliary bus Viadukten 1 | Scenario_5 | outage_line_13
|  | 0 | 0 | Auxiliary bus Viadukten 2 | Scenario_5 | outage_line_13
|  | 0 | 0 | Auxiliary bus Viadukten 3 | Scenario_5 | outage_line_13
1.0149 | -1.5122 | 0 | 0 | BOR HAS split 1 | Scenario_5 | outage_line_13
1.0149 | -1.531 | 0 | 0 | BOR HAS split 2 | Scenario_5 | outage_line_13
1.0133 | -1.2032 | 0 | 0 | Borrby | Scenario_5 | outage_line_13
0.91 | 0 | -10.72 | 9.0867 | Tomelilla | Scenario_5 | outage_line_13
|  | 0 | 0 | Vaerket Blok 6 | Scenario_5 | outage_line_13
|  | 0 | 0 | Vaerket Blok 5 | Scenario_5 | outage_line_13
|  | 0 | 0 | Vaerket Diesler | Scenario_5 | outage_line_13
|  | 0 | 0 | Vaer N | Scenario_5 | outage_line_13
|  | 0 | 0 | Dampværk A | Scenario_5 | outage_line_13
|  | 0 | 0 | Dampværk B | Scenario_5 | outage_line_13
|  | 0 | 0 | Aux bus trafo DMP | Scenario_5 | outage_line_13
|  | 0 | 0 | Aux bus trafo DMP 2 | Scenario_5 | outage_line_13
|  | 0 | 0 | Snorrebakken 10 kV | Scenario_5 | outage_line_13
1.0028 | -2.5489 | 0 | 0 | Aux bus trafo HASLE | Scenario_5 | outage_line_13
1.0028 | -2.5489 | 0 | 0 | Aux bus trafo HASLE | Scenario_5 | outage_line_13
1.042 | -3.5861 | 2.0854 | 0.73627 | Hasle 10 kV | Scenario_5 | outage_line_13
0.99523 | -4.3436 | 1.5154 | 0.11196 | Olsker 10 kV | Scenario_5 | outage_line_13
1.0387 | -3.9046 | 1.5994 | 0.77048 | Østerlars 10 kV | Scenario_5 | outage_line_13
|  | 0 | 0 | Åkirkeby 10 kV | Scenario_5 | outage_line_13
1.0398 | -4.7216 | 1.9707 | 0.086985 | Nexø 10 kV | Scenario_5 | outage_line_13
1 | 0 | -7.3771e-07 | -0.054657 | Bodilsker 10 kV | Scenario_5 | outage_line_13
|  | 0 | 0 | Rønne Syd 10 kV | Scenario_5 | outage_line_13
1.0218 | -3.4852 | 1.4415 | 2.4967 | Allinge 10 kV | Scenario_5 | outage_line_13
1.0321 | -4.2025 | 1.0443 | 1.0651 | Svaneke 10 kV | Scenario_5 | outage_line_13
|  | 0 | 0 | Viadukten 10 kV | Scenario_5 | outage_line_13
|  | 0 | 0 | Auxiliary bus Viadukten 4 | Scenario_5 | outage_line_13
|  | 0 | 0 | Rønne Nord 10 kV | Scenario_5 | outage_line_13
|  | 0 | 0 | Poulsker 10 kV | Scenario_5 | outage_line_13
|  | 0 | 0 | Vesthavnen 10 kV | Scenario_5 | outage_line_13
0.99296 | -4.0644 | 0.68681 | 0.14949 | Gudhjem 10 kV | Scenario_5 | outage_line_13
1.0016 | -1.9938 | 0 | 0 | Hasle A | Scenario_5 | outage_line_14
|  | 0 | 0 | Hasle B | Scenario_5 | outage_line_14
|  | 0 | 0 | Snorrebakken | Scenario_5 | outage_line_14
|  | 0 | 0 | Olsker | Scenario_5 | outage_line_14
|  | 0 | 0 | Ronne Nord | Scenario_5 | outage_line_14
1.002 | -1.9814 | 0 | 0 | BOR-HAS split 3 | Scenario_5 | outage_line_14
0.99669 | -2.1864 | 0 | 0 | Allinge | Scenario_5 | outage_line_14
0.99371 | -2.5633 | 0 | 0 | Svaneke | Scenario_5 | outage_line_14
|  | 0 | 0 | Nexo | Scenario_5 | outage_line_14
0.95433 | 0.00077332 | 0 | 0 | Bodilsker | Scenario_5 | outage_line_14
|  | 0 | 0 | Poulsker | Scenario_5 | outage_line_14
|  | 0 | 0 | Aakirkeby | Scenario_5 | outage_line_14
0.9943 | -2.5586 | 0 | 0 | Dalslunde | Scenario_5 | outage_line_14
0.99483 | -2.4876 | 0 | 0 | Osterlars | Scenario_5 | outage_line_14
0.9974 | -2.2051 | 0 | 0 | Olsker | Scenario_5 | outage_line_14
0.99466 | -2.5059 | 0 | 0 | Gudhjem | Scenario_5 | outage_line_14
|  | 0 | 0 | Viadukten A | Scenario_5 | outage_line_14
|  | 0 | 0 | Viadukten B | Scenario_5 | outage_line_14
|  | 0 | 0 | Ronne Syd | Scenario_5 | outage_line_14
|  | 0 | 0 | Vaerket A | Scenario_5 | outage_line_14
|  | 0 | 0 | Vaerket B | Scenario_5 | outage_line_14
|  | 0 | 0 | Vesthavnen | Scenario_5 | outage_line_14
|  | 0 | 0 | Auxiliary bus Viadukten 1 | Scenario_5 | outage_line_14
|  | 0 | 0 | Auxiliary bus Viadukten 2 | Scenario_5 | outage_line_14
|  | 0 | 0 | Auxiliary bus Viadukten 3 | Scenario_5 | outage_line_14
1.0122 | -1.2228 | 0 | 0 | BOR HAS split 1 | Scenario_5 | outage_line_14
1.0122 | -1.2382 | 0 | 0 | BOR HAS split 2 | Scenario_5 | outage_line_14
1.0108 | -0.97059 | 0 | 0 | Borrby | Scenario_5 | outage_line_14
0.91 | 0 | -8.6083 | 7.7298 | Tomelilla | Scenario_5 | outage_line_14
|  | 0 | 0 | Vaerket Blok 6 | Scenario_5 | outage_line_14
|  | 0 | 0 | Vaerket Blok 5 | Scenario_5 | outage_line_14
|  | 0 | 0 | Vaerket Diesler | Scenario_5 | outage_line_14
|  | 0 | 0 | Vaer N | Scenario_5 | outage_line_14
|  | 0 | 0 | Dampværk A | Scenario_5 | outage_line_14
|  | 0 | 0 | Dampværk B | Scenario_5 | outage_line_14
|  | 0 | 0 | Aux bus trafo DMP | Scenario_5 | outage_line_14
|  | 0 | 0 | Aux bus trafo DMP 2 | Scenario_5 | outage_line_14
|  | 0 | 0 | Snorrebakken 10 kV | Scenario_5 | outage_line_14
1.0016 | -1.9938 | 0 | 0 | Aux bus trafo HASLE | Scenario_5 | outage_line_14
1.0016 | -1.9938 | 0 | 0 | Aux bus trafo HASLE | Scenario_5 | outage_line_14
1.0408 | -3.0334 | 2.0854 | 0.73627 | Hasle 10 kV | Scenario_5 | outage_line_14
0.99397 | -3.669 | 1.5154 | 0.11196 | Olsker 10 kV | Scenario_5 | outage_line_14
1.0371 | -2.9903 | 1.5994 | 0.77048 | Østerlars 10 kV | Scenario_5 | outage_line_14
|  | 0 | 0 | Åkirkeby 10 kV | Scenario_5 | outage_line_14
|  | 0 | 0 | Nexø 10 kV | Scenario_5 | outage_line_14
1 | 0 | -7.3771e-07 | -0.054657 | Bodilsker 10 kV | Scenario_5 | outage_line_14
|  | 0 | 0 | Rønne Syd 10 kV | Scenario_5 | outage_line_14
1.0204 | -2.8084 | 1.4415 | 2.4967 | Allinge 10 kV | Scenario_5 | outage_line_14
1.0308 | -3.0357 | 1.0443 | 1.0651 | Svaneke 10 kV | Scenario_5 | outage_line_14
|  | 0 | 0 | Viadukten 10 kV | Scenario_5 | outage_line_14
|  | 0 | 0 | Auxiliary bus Viadukten 4 | Scenario_5 | outage_line_14
|  | 0 | 0 | Rønne Nord 10 kV | Scenario_5 | outage_line_14
|  | 0 | 0 | Poulsker 10 kV | Scenario_5 | outage_line_14
|  | 0 | 0 | Vesthavnen 10 kV | Scenario_5 | outage_line_14
0.99149 | -3.1505 | 0.68681 | 0.14949 | Gudhjem 10 kV | Scenario_5 | outage_line_14
1.0033 | -1.7703 | 0 | 0 | Hasle A | Scenario_5 | outage_line_15
|  | 0 | 0 | Hasle B | Scenario_5 | outage_line_15
|  | 0 | 0 | Snorrebakken | Scenario_5 | outage_line_15
|  | 0 | 0 | Olsker | Scenario_5 | outage_line_15
|  | 0 | 0 | Ronne Nord | Scenario_5 | outage_line_15
1.0036 | -1.7604 | 0 | 0 | BOR-HAS split 3 | Scenario_5 | outage_line_15
0.9988 | -1.9159 | 0 | 0 | Allinge | Scenario_5 | outage_line_15
|  | 0 | 0 | Svaneke | Scenario_5 | outage_line_15
|  | 0 | 0 | Nexo | Scenario_5 | outage_line_15
0.95433 | 0.00077332 | 0 | 0 | Bodilsker | Scenario_5 | outage_line_15
|  | 0 | 0 | Poulsker | Scenario_5 | outage_line_15
|  | 0 | 0 | Aakirkeby | Scenario_5 | outage_line_15
0.99779 | -2.1287 | 0 | 0 | Dalslunde | Scenario_5 | outage_line_15
0.99773 | -2.1264 | 0 | 0 | Osterlars | Scenario_5 | outage_line_15
0.99951 | -1.9345 | 0 | 0 | Olsker | Scenario_5 | outage_line_15
0.99757 | -2.1446 | 0 | 0 | Gudhjem | Scenario_5 | outage_line_15
|  | 0 | 0 | Viadukten A | Scenario_5 | outage_line_15
|  | 0 | 0 | Viadukten B | Scenario_5 | outage_line_15
|  | 0 | 0 | Ronne Syd | Scenario_5 | outage_line_15
|  | 0 | 0 | Vaerket A | Scenario_5 | outage_line_15
|  | 0 | 0 | Vaerket B | Scenario_5 | outage_line_15
|  | 0 | 0 | Vesthavnen | Scenario_5 | outage_line_15
|  | 0 | 0 | Auxiliary bus Viadukten 1 | Scenario_5 | outage_line_15
|  | 0 | 0 | Auxiliary bus Viadukten 2 | Scenario_5 | outage_line_15
|  | 0 | 0 | Auxiliary bus Viadukten 3 | Scenario_5 | outage_line_15
1.0124 | -1.0807 | 0 | 0 | BOR HAS split 1 | Scenario_5 | outage_line_15
1.0123 | -1.0949 | 0 | 0 | BOR HAS split 2 | Scenario_5 | outage_line_15
1.0108 | -0.8524 | 0 | 0 | Borrby | Scenario_5 | outage_line_15
0.91 | 0 | -7.5172 | 7.6733 | Tomelilla | Scenario_5 | outage_line_15
|  | 0 | 0 | Vaerket Blok 6 | Scenario_5 | outage_line_15
|  | 0 | 0 | Vaerket Blok 5 | Scenario_5 | outage_line_15
|  | 0 | 0 | Vaerket Diesler | Scenario_5 | outage_line_15
|  | 0 | 0 | Vaer N | Scenario_5 | outage_line_15
|  | 0 | 0 | Dampværk A | Scenario_5 | outage_line_15
|  | 0 | 0 | Dampværk B | Scenario_5 | outage_line_15
|  | 0 | 0 | Aux bus trafo DMP | Scenario_5 | outage_line_15
|  | 0 | 0 | Aux bus trafo DMP 2 | Scenario_5 | outage_line_15
|  | 0 | 0 | Snorrebakken 10 kV | Scenario_5 | outage_line_15
1.0033 | -1.7703 | 0 | 0 | Aux bus trafo HASLE | Scenario_5 | outage_line_15
1.0033 | -1.7703 | 0 | 0 | Aux bus trafo HASLE | Scenario_5 | outage_line_15
1.0426 | -2.8064 | 2.0854 | 0.73627 | Hasle 10 kV | Scenario_5 | outage_line_15
0.99608 | -3.3922 | 1.5154 | 0.11196 | Olsker 10 kV | Scenario_5 | outage_line_15
1.0402 | -2.6261 | 1.5994 | 0.77048 | Østerlars 10 kV | Scenario_5 | outage_line_15
|  | 0 | 0 | Åkirkeby 10 kV | Scenario_5 | outage_line_15
|  | 0 | 0 | Nexø 10 kV | Scenario_5 | outage_line_15
1 | 0 | -7.3771e-07 | -0.054657 | Bodilsker 10 kV | Scenario_5 | outage_line_15
|  | 0 | 0 | Rønne Syd 10 kV | Scenario_5 | outage_line_15
1.0227 | -2.5353 | 1.4415 | 2.4967 | Allinge 10 kV | Scenario_5 | outage_line_15
|  | 0 | 0 | Svaneke 10 kV | Scenario_5 | outage_line_15
|  | 0 | 0 | Viadukten 10 kV | Scenario_5 | outage_line_15
|  | 0 | 0 | Auxiliary bus Viadukten 4 | Scenario_5 | outage_line_15
|  | 0 | 0 | Rønne Nord 10 kV | Scenario_5 | outage_line_15
|  | 0 | 0 | Poulsker 10 kV | Scenario_5 | outage_line_15
|  | 0 | 0 | Vesthavnen 10 kV | Scenario_5 | outage_line_15
0.9944 | -2.7854 | 0.68681 | 0.14949 | Gudhjem 10 kV | Scenario_5 | outage_line_15
1.0029 | -1.7587 | 0 | 0 | Hasle A | Scenario_5 | outage_line_16
|  | 0 | 0 | Hasle B | Scenario_5 | outage_line_16
|  | 0 | 0 | Snorrebakken | Scenario_5 | outage_line_16
|  | 0 | 0 | Olsker | Scenario_5 | outage_line_16
|  | 0 | 0 | Ronne Nord | Scenario_5 | outage_line_16
1.0032 | -1.749 | 0 | 0 | BOR-HAS split 3 | Scenario_5 | outage_line_16
0.99832 | -1.9013 | 0 | 0 | Allinge | Scenario_5 | outage_line_16
|  | 0 | 0 | Svaneke | Scenario_5 | outage_line_16
|  | 0 | 0 | Nexo | Scenario_5 | outage_line_16
0.95433 | 0.00077332 | 0 | 0 | Bodilsker | Scenario_5 | outage_line_16
|  | 0 | 0 | Poulsker | Scenario_5 | outage_line_16
|  | 0 | 0 | Aakirkeby | Scenario_5 | outage_line_16
|  | 0 | 0 | Dalslunde | Scenario_5 | outage_line_16
0.9971 | -2.1059 | 0 | 0 | Osterlars | Scenario_5 | outage_line_16
0.99903 | -1.9199 | 0 | 0 | Olsker | Scenario_5 | outage_line_16
0.99693 | -2.1241 | 0 | 0 | Gudhjem | Scenario_5 | outage_line_16
|  | 0 | 0 | Viadukten A | Scenario_5 | outage_line_16
|  | 0 | 0 | Viadukten B | Scenario_5 | outage_line_16
|  | 0 | 0 | Ronne Syd | Scenario_5 | outage_line_16
|  | 0 | 0 | Vaerket A | Scenario_5 | outage_line_16
|  | 0 | 0 | Vaerket B | Scenario_5 | outage_line_16
|  | 0 | 0 | Vesthavnen | Scenario_5 | outage_line_16
|  | 0 | 0 | Auxiliary bus Viadukten 1 | Scenario_5 | outage_line_16
|  | 0 | 0 | Auxiliary bus Viadukten 2 | Scenario_5 | outage_line_16
|  | 0 | 0 | Auxiliary bus Viadukten 3 | Scenario_5 | outage_line_16
1.0121 | -1.0791 | 0 | 0 | BOR HAS split 1 | Scenario_5 | outage_line_16
1.0121 | -1.0933 | 0 | 0 | BOR HAS split 2 | Scenario_5 | outage_line_16
1.0106 | -0.85185 | 0 | 0 | Borrby | Scenario_5 | outage_line_16
0.91 | 0 | -7.5162 | 7.5579 | Tomelilla | Scenario_5 | outage_line_16
|  | 0 | 0 | Vaerket Blok 6 | Scenario_5 | outage_line_16
|  | 0 | 0 | Vaerket Blok 5 | Scenario_5 | outage_line_16
|  | 0 | 0 | Vaerket Diesler | Scenario_5 | outage_line_16
|  | 0 | 0 | Vaer N | Scenario_5 | outage_line_16
|  | 0 | 0 | Dampværk A | Scenario_5 | outage_line_16
|  | 0 | 0 | Dampværk B | Scenario_5 | outage_line_16
|  | 0 | 0 | Aux bus trafo DMP | Scenario_5 | outage_line_16
|  | 0 | 0 | Aux bus trafo DMP 2 | Scenario_5 | outage_line_16
|  | 0 | 0 | Snorrebakken 10 kV | Scenario_5 | outage_line_16
1.0029 | -1.7587 | 0 | 0 | Aux bus trafo HASLE | Scenario_5 | outage_line_16
1.0029 | -1.7587 | 0 | 0 | Aux bus trafo HASLE | Scenario_5 | outage_line_16
1.0422 | -2.7956 | 2.0854 | 0.73627 | Hasle 10 kV | Scenario_5 | outage_line_16
0.9956 | -3.379 | 1.5154 | 0.11196 | Olsker 10 kV | Scenario_5 | outage_line_16
1.0395 | -2.6063 | 1.5994 | 0.77048 | Østerlars 10 kV | Scenario_5 | outage_line_16
|  | 0 | 0 | Åkirkeby 10 kV | Scenario_5 | outage_line_16
|  | 0 | 0 | Nexø 10 kV | Scenario_5 | outage_line_16
1 | 0 | -7.3771e-07 | -0.054657 | Bodilsker 10 kV | Scenario_5 | outage_line_16
|  | 0 | 0 | Rønne Syd 10 kV | Scenario_5 | outage_line_16
1.0222 | -2.5212 | 1.4415 | 2.4967 | Allinge 10 kV | Scenario_5 | outage_line_16
|  | 0 | 0 | Svaneke 10 kV | Scenario_5 | outage_line_16
|  | 0 | 0 | Viadukten 10 kV | Scenario_5 | outage_line_16
|  | 0 | 0 | Auxiliary bus Viadukten 4 | Scenario_5 | outage_line_16
|  | 0 | 0 | Rønne Nord 10 kV | Scenario_5 | outage_line_16
|  | 0 | 0 | Poulsker 10 kV | Scenario_5 | outage_line_16
|  | 0 | 0 | Vesthavnen 10 kV | Scenario_5 | outage_line_16
0.99377 | -2.7658 | 0.68681 | 0.14949 | Gudhjem 10 kV | Scenario_5 | outage_line_16
1.0008 | -1.5225 | 0 | 0 | Hasle A | Scenario_5 | outage_line_17
|  | 0 | 0 | Hasle B | Scenario_5 | outage_line_17
|  | 0 | 0 | Snorrebakken | Scenario_5 | outage_line_17
|  | 0 | 0 | Olsker | Scenario_5 | outage_line_17
|  | 0 | 0 | Ronne Nord | Scenario_5 | outage_line_17
1.0012 | -1.516 | 0 | 0 | BOR-HAS split 3 | Scenario_5 | outage_line_17
0.99594 | -1.6105 | 0 | 0 | Allinge | Scenario_5 | outage_line_17
|  | 0 | 0 | Svaneke | Scenario_5 | outage_line_17
|  | 0 | 0 | Nexo | Scenario_5 | outage_line_17
0.95433 | 0.00077332 | 0 | 0 | Bodilsker | Scenario_5 | outage_line_17
|  | 0 | 0 | Poulsker | Scenario_5 | outage_line_17
|  | 0 | 0 | Aakirkeby | Scenario_5 | outage_line_17
|  | 0 | 0 | Dalslunde | Scenario_5 | outage_line_17
0.99407 | -1.7104 | 0 | 0 | Osterlars | Scenario_5 | outage_line_17
0.99666 | -1.6293 | 0 | 0 | Olsker | Scenario_5 | outage_line_17
|  | 0 | 0 | Gudhjem | Scenario_5 | outage_line_17
|  | 0 | 0 | Viadukten A | Scenario_5 | outage_line_17
|  | 0 | 0 | Viadukten B | Scenario_5 | outage_line_17
|  | 0 | 0 | Ronne Syd | Scenario_5 | outage_line_17
|  | 0 | 0 | Vaerket A | Scenario_5 | outage_line_17
|  | 0 | 0 | Vaerket B | Scenario_5 | outage_line_17
|  | 0 | 0 | Vesthavnen | Scenario_5 | outage_line_17
|  | 0 | 0 | Auxiliary bus Viadukten 1 | Scenario_5 | outage_line_17
|  | 0 | 0 | Auxiliary bus Viadukten 2 | Scenario_5 | outage_line_17
|  | 0 | 0 | Auxiliary bus Viadukten 3 | Scenario_5 | outage_line_17
1.0101 | -0.97433 | 0 | 0 | BOR HAS split 1 | Scenario_5 | outage_line_17
1.0101 | -0.98682 | 0 | 0 | BOR HAS split 2 | Scenario_5 | outage_line_17
1.0088 | -0.77061 | 0 | 0 | Borrby | Scenario_5 | outage_line_17
0.91 | 0 | -6.7993 | 6.6193 | Tomelilla | Scenario_5 | outage_line_17
|  | 0 | 0 | Vaerket Blok 6 | Scenario_5 | outage_line_17
|  | 0 | 0 | Vaerket Blok 5 | Scenario_5 | outage_line_17
|  | 0 | 0 | Vaerket Diesler | Scenario_5 | outage_line_17
|  | 0 | 0 | Vaer N | Scenario_5 | outage_line_17
|  | 0 | 0 | Dampværk A | Scenario_5 | outage_line_17
|  | 0 | 0 | Dampværk B | Scenario_5 | outage_line_17
|  | 0 | 0 | Aux bus trafo DMP | Scenario_5 | outage_line_17
|  | 0 | 0 | Aux bus trafo DMP 2 | Scenario_5 | outage_line_17
|  | 0 | 0 | Snorrebakken 10 kV | Scenario_5 | outage_line_17
1.0008 | -1.5225 | 0 | 0 | Aux bus trafo HASLE | Scenario_5 | outage_line_17
1.0008 | -1.5225 | 0 | 0 | Aux bus trafo HASLE | Scenario_5 | outage_line_17
1.04 | -2.5636 | 2.0854 | 0.73627 | Hasle 10 kV | Scenario_5 | outage_line_17
0.99322 | -3.0954 | 1.5154 | 0.11196 | Olsker 10 kV | Scenario_5 | outage_line_17
1.0363 | -2.2138 | 1.5994 | 0.77048 | Østerlars 10 kV | Scenario_5 | outage_line_17
|  | 0 | 0 | Åkirkeby 10 kV | Scenario_5 | outage_line_17
|  | 0 | 0 | Nexø 10 kV | Scenario_5 | outage_line_17
1 | 0 | -7.3771e-07 | -0.054657 | Bodilsker 10 kV | Scenario_5 | outage_line_17
|  | 0 | 0 | Rønne Syd 10 kV | Scenario_5 | outage_line_17
1.0196 | -2.2335 | 1.4415 | 2.4967 | Allinge 10 kV | Scenario_5 | outage_line_17
|  | 0 | 0 | Svaneke 10 kV | Scenario_5 | outage_line_17
|  | 0 | 0 | Viadukten 10 kV | Scenario_5 | outage_line_17
|  | 0 | 0 | Auxiliary bus Viadukten 4 | Scenario_5 | outage_line_17
|  | 0 | 0 | Rønne Nord 10 kV | Scenario_5 | outage_line_17
|  | 0 | 0 | Poulsker 10 kV | Scenario_5 | outage_line_17
|  | 0 | 0 | Vesthavnen 10 kV | Scenario_5 | outage_line_17
|  | 0 | 0 | Gudhjem 10 kV | Scenario_5 | outage_line_17
1.0067 | -1.2838 | 0 | 0 | Hasle A | Scenario_5 | outage_line_18
|  | 0 | 0 | Hasle B | Scenario_5 | outage_line_18
|  | 0 | 0 | Snorrebakken | Scenario_5 | outage_line_18
|  | 0 | 0 | Olsker | Scenario_5 | outage_line_18
|  | 0 | 0 | Ronne Nord | Scenario_5 | outage_line_18
1.007 | -1.2791 | 0 | 0 | BOR-HAS split 3 | Scenario_5 | outage_line_18
1.0032 | -1.3276 | 0 | 0 | Allinge | Scenario_5 | outage_line_18
|  | 0 | 0 | Svaneke | Scenario_5 | outage_line_18
|  | 0 | 0 | Nexo | Scenario_5 | outage_line_18
0.95433 | 0.00077332 | 0 | 0 | Bodilsker | Scenario_5 | outage_line_18
|  | 0 | 0 | Poulsker | Scenario_5 | outage_line_18
|  | 0 | 0 | Aakirkeby | Scenario_5 | outage_line_18
|  | 0 | 0 | Dalslunde | Scenario_5 | outage_line_18
|  | 0 | 0 | Osterlars | Scenario_5 | outage_line_18
1.0039 | -1.346 | 0 | 0 | Olsker | Scenario_5 | outage_line_18
|  | 0 | 0 | Gudhjem | Scenario_5 | outage_line_18
|  | 0 | 0 | Viadukten A | Scenario_5 | outage_line_18
|  | 0 | 0 | Viadukten B | Scenario_5 | outage_line_18
|  | 0 | 0 | Ronne Syd | Scenario_5 | outage_line_18
|  | 0 | 0 | Vaerket A | Scenario_5 | outage_line_18
|  | 0 | 0 | Vaerket B | Scenario_5 | outage_line_18
|  | 0 | 0 | Vesthavnen | Scenario_5 | outage_line_18
|  | 0 | 0 | Auxiliary bus Viadukten 1 | Scenario_5 | outage_line_18
|  | 0 | 0 | Auxiliary bus Viadukten 2 | Scenario_5 | outage_line_18
|  | 0 | 0 | Auxiliary bus Viadukten 3 | Scenario_5 | outage_line_18
1.0125 | -0.77301 | 0 | 0 | BOR HAS split 1 | Scenario_5 | outage_line_18
1.0125 | -0.78469 | 0 | 0 | BOR HAS split 2 | Scenario_5 | outage_line_18
1.0106 | -0.59677 | 0 | 0 | Borrby | Scenario_5 | outage_line_18
0.91 | 0 | -5.1599 | 7.4883 | Tomelilla | Scenario_5 | outage_line_18
|  | 0 | 0 | Vaerket Blok 6 | Scenario_5 | outage_line_18
|  | 0 | 0 | Vaerket Blok 5 | Scenario_5 | outage_line_18
|  | 0 | 0 | Vaerket Diesler | Scenario_5 | outage_line_18
|  | 0 | 0 | Vaer N | Scenario_5 | outage_line_18
|  | 0 | 0 | Dampværk A | Scenario_5 | outage_line_18
|  | 0 | 0 | Dampværk B | Scenario_5 | outage_line_18
|  | 0 | 0 | Aux bus trafo DMP | Scenario_5 | outage_line_18
|  | 0 | 0 | Aux bus trafo DMP 2 | Scenario_5 | outage_line_18
|  | 0 | 0 | Snorrebakken 10 kV | Scenario_5 | outage_line_18
1.0067 | -1.2838 | 0 | 0 | Aux bus trafo HASLE | Scenario_5 | outage_line_18
1.0067 | -1.2838 | 0 | 0 | Aux bus trafo HASLE | Scenario_5 | outage_line_18
1.0463 | -2.3127 | 2.0854 | 0.73627 | Hasle 10 kV | Scenario_5 | outage_line_18
1.0005 | -2.7909 | 1.5154 | 0.11196 | Olsker 10 kV | Scenario_5 | outage_line_18
|  | 0 | 0 | Østerlars 10 kV | Scenario_5 | outage_line_18
|  | 0 | 0 | Åkirkeby 10 kV | Scenario_5 | outage_line_18
|  | 0 | 0 | Nexø 10 kV | Scenario_5 | outage_line_18
1 | 0 | -7.3771e-07 | -0.054657 | Bodilsker 10 kV | Scenario_5 | outage_line_18
|  | 0 | 0 | Rønne Syd 10 kV | Scenario_5 | outage_line_18
1.0274 | -1.9414 | 1.4415 | 2.4967 | Allinge 10 kV | Scenario_5 | outage_line_18
|  | 0 | 0 | Svaneke 10 kV | Scenario_5 | outage_line_18
|  | 0 | 0 | Viadukten 10 kV | Scenario_5 | outage_line_18
|  | 0 | 0 | Auxiliary bus Viadukten 4 | Scenario_5 | outage_line_18
|  | 0 | 0 | Rønne Nord 10 kV | Scenario_5 | outage_line_18
|  | 0 | 0 | Poulsker 10 kV | Scenario_5 | outage_line_18
|  | 0 | 0 | Vesthavnen 10 kV | Scenario_5 | outage_line_18
|  | 0 | 0 | Gudhjem 10 kV | Scenario_5 | outage_line_18
1.0162 | -1.1957 | 0 | 0 | Hasle A | Scenario_5 | outage_line_19
|  | 0 | 0 | Hasle B | Scenario_5 | outage_line_19
|  | 0 | 0 | Snorrebakken | Scenario_5 | outage_line_19
|  | 0 | 0 | Olsker | Scenario_5 | outage_line_19
|  | 0 | 0 | Ronne Nord | Scenario_5 | outage_line_19
1.0163 | -1.1902 | 0 | 0 | BOR-HAS split 3 | Scenario_5 | outage_line_19
|  | 0 | 0 | Allinge | Scenario_5 | outage_line_19
|  | 0 | 0 | Svaneke | Scenario_5 | outage_line_19
|  | 0 | 0 | Nexo | Scenario_5 | outage_line_19
0.95433 | 0.00077332 | 0 | 0 | Bodilsker | Scenario_5 | outage_line_19
|  | 0 | 0 | Poulsker | Scenario_5 | outage_line_19
|  | 0 | 0 | Aakirkeby | Scenario_5 | outage_line_19
|  | 0 | 0 | Dalslunde | Scenario_5 | outage_line_19
|  | 0 | 0 | Osterlars | Scenario_5 | outage_line_19
1.0153 | -1.2512 | 0 | 0 | Olsker | Scenario_5 | outage_line_19
|  | 0 | 0 | Gudhjem | Scenario_5 | outage_line_19
|  | 0 | 0 | Viadukten A | Scenario_5 | outage_line_19
|  | 0 | 0 | Viadukten B | Scenario_5 | outage_line_19
|  | 0 | 0 | Ronne Syd | Scenario_5 | outage_line_19
|  | 0 | 0 | Vaerket A | Scenario_5 | outage_line_19
|  | 0 | 0 | Vaerket B | Scenario_5 | outage_line_19
|  | 0 | 0 | Vesthavnen | Scenario_5 | outage_line_19
|  | 0 | 0 | Auxiliary bus Viadukten 1 | Scenario_5 | outage_line_19
|  | 0 | 0 | Auxiliary bus Viadukten 2 | Scenario_5 | outage_line_19
|  | 0 | 0 | Auxiliary bus Viadukten 3 | Scenario_5 | outage_line_19
1.0173 | -0.61196 | 0 | 0 | BOR HAS split 1 | Scenario_5 | outage_line_19
1.0174 | -0.62412 | 0 | 0 | BOR HAS split 2 | Scenario_5 | outage_line_19
1.0145 | -0.449 | 0 | 0 | Borrby | Scenario_5 | outage_line_19
0.91 | 0 | -3.7094 | 9.4656 | Tomelilla | Scenario_5 | outage_line_19
|  | 0 | 0 | Vaerket Blok 6 | Scenario_5 | outage_line_19
|  | 0 | 0 | Vaerket Blok 5 | Scenario_5 | outage_line_19
|  | 0 | 0 | Vaerket Diesler | Scenario_5 | outage_line_19
|  | 0 | 0 | Vaer N | Scenario_5 | outage_line_19
|  | 0 | 0 | Dampværk A | Scenario_5 | outage_line_19
|  | 0 | 0 | Dampværk B | Scenario_5 | outage_line_19
|  | 0 | 0 | Aux bus trafo DMP | Scenario_5 | outage_line_19
|  | 0 | 0 | Aux bus trafo DMP 2 | Scenario_5 | outage_line_19
|  | 0 | 0 | Snorrebakken 10 kV | Scenario_5 | outage_line_19
1.0162 | -1.1957 | 0 | 0 | Aux bus trafo HASLE | Scenario_5 | outage_line_19
1.0162 | -1.1957 | 0 | 0 | Aux bus trafo HASLE | Scenario_5 | outage_line_19
1.0562 | -2.2054 | 2.0854 | 0.73627 | Hasle 10 kV | Scenario_5 | outage_line_19
1.012 | -2.6636 | 1.5154 | 0.11196 | Olsker 10 kV | Scenario_5 | outage_line_19
|  | 0 | 0 | Østerlars 10 kV | Scenario_5 | outage_line_19
|  | 0 | 0 | Åkirkeby 10 kV | Scenario_5 | outage_line_19
|  | 0 | 0 | Nexø 10 kV | Scenario_5 | outage_line_19
1 | 0 | -7.3771e-07 | -0.054657 | Bodilsker 10 kV | Scenario_5 | outage_line_19
|  | 0 | 0 | Rønne Syd 10 kV | Scenario_5 | outage_line_19
|  | 0 | 0 | Allinge 10 kV | Scenario_5 | outage_line_19
|  | 0 | 0 | Svaneke 10 kV | Scenario_5 | outage_line_19
|  | 0 | 0 | Viadukten 10 kV | Scenario_5 | outage_line_19
|  | 0 | 0 | Auxiliary bus Viadukten 4 | Scenario_5 | outage_line_19
|  | 0 | 0 | Rønne Nord 10 kV | Scenario_5 | outage_line_19
|  | 0 | 0 | Poulsker 10 kV | Scenario_5 | outage_line_19
|  | 0 | 0 | Vesthavnen 10 kV | Scenario_5 | outage_line_19
|  | 0 | 0 | Gudhjem 10 kV | Scenario_5 | outage_line_19
1.0194 | -0.91233 | 0 | 0 | Hasle A | Scenario_5 | outage_line_20
|  | 0 | 0 | Hasle B | Scenario_5 | outage_line_20
|  | 0 | 0 | Snorrebakken | Scenario_5 | outage_line_20
|  | 0 | 0 | Olsker | Scenario_5 | outage_line_20
|  | 0 | 0 | Ronne Nord | Scenario_5 | outage_line_20
1.0195 | -0.90959 | 0 | 0 | BOR-HAS split 3 | Scenario_5 | outage_line_20
|  | 0 | 0 | Allinge | Scenario_5 | outage_line_20
|  | 0 | 0 | Svaneke | Scenario_5 | outage_line_20
|  | 0 | 0 | Nexo | Scenario_5 | outage_line_20
0.95433 | 0.00077332 | 0 | 0 | Bodilsker | Scenario_5 | outage_line_20
|  | 0 | 0 | Poulsker | Scenario_5 | outage_line_20
|  | 0 | 0 | Aakirkeby | Scenario_5 | outage_line_20
|  | 0 | 0 | Dalslunde | Scenario_5 | outage_line_20
|  | 0 | 0 | Osterlars | Scenario_5 | outage_line_20
|  | 0 | 0 | Olsker | Scenario_5 | outage_line_20
|  | 0 | 0 | Gudhjem | Scenario_5 | outage_line_20
|  | 0 | 0 | Viadukten A | Scenario_5 | outage_line_20
|  | 0 | 0 | Viadukten B | Scenario_5 | outage_line_20
|  | 0 | 0 | Ronne Syd | Scenario_5 | outage_line_20
|  | 0 | 0 | Vaerket A | Scenario_5 | outage_line_20
|  | 0 | 0 | Vaerket B | Scenario_5 | outage_line_20
|  | 0 | 0 | Vesthavnen | Scenario_5 | outage_line_20
|  | 0 | 0 | Auxiliary bus Viadukten 1 | Scenario_5 | outage_line_20
|  | 0 | 0 | Auxiliary bus Viadukten 2 | Scenario_5 | outage_line_20
|  | 0 | 0 | Auxiliary bus Viadukten 3 | Scenario_5 | outage_line_20
1.0181 | -0.41691 | 0 | 0 | BOR HAS split 1 | Scenario_5 | outage_line_20
1.0182 | -0.42771 | 0 | 0 | BOR HAS split 2 | Scenario_5 | outage_line_20
1.0149 | -0.28484 | 0 | 0 | Borrby | Scenario_5 | outage_line_20
0.91 | 0 | -2.1779 | 9.6229 | Tomelilla | Scenario_5 | outage_line_20
|  | 0 | 0 | Vaerket Blok 6 | Scenario_5 | outage_line_20
|  | 0 | 0 | Vaerket Blok 5 | Scenario_5 | outage_line_20
|  | 0 | 0 | Vaerket Diesler | Scenario_5 | outage_line_20
|  | 0 | 0 | Vaer N | Scenario_5 | outage_line_20
|  | 0 | 0 | Dampværk A | Scenario_5 | outage_line_20
|  | 0 | 0 | Dampværk B | Scenario_5 | outage_line_20
|  | 0 | 0 | Aux bus trafo DMP | Scenario_5 | outage_line_20
|  | 0 | 0 | Aux bus trafo DMP 2 | Scenario_5 | outage_line_20
|  | 0 | 0 | Snorrebakken 10 kV | Scenario_5 | outage_line_20
1.0194 | -0.91233 | 0 | 0 | Aux bus trafo HASLE | Scenario_5 | outage_line_20
1.0194 | -0.91233 | 0 | 0 | Aux bus trafo HASLE | Scenario_5 | outage_line_20
1.0597 | -1.9156 | 2.0854 | 0.73627 | Hasle 10 kV | Scenario_5 | outage_line_20
|  | 0 | 0 | Olsker 10 kV | Scenario_5 | outage_line_20
|  | 0 | 0 | Østerlars 10 kV | Scenario_5 | outage_line_20
|  | 0 | 0 | Åkirkeby 10 kV | Scenario_5 | outage_line_20
|  | 0 | 0 | Nexø 10 kV | Scenario_5 | outage_line_20
1 | 0 | -7.3771e-07 | -0.054657 | Bodilsker 10 kV | Scenario_5 | outage_line_20
|  | 0 | 0 | Rønne Syd 10 kV | Scenario_5 | outage_line_20
|  | 0 | 0 | Allinge 10 kV | Scenario_5 | outage_line_20
|  | 0 | 0 | Svaneke 10 kV | Scenario_5 | outage_line_20
|  | 0 | 0 | Viadukten 10 kV | Scenario_5 | outage_line_20
|  | 0 | 0 | Auxiliary bus Viadukten 4 | Scenario_5 | outage_line_20
|  | 0 | 0 | Rønne Nord 10 kV | Scenario_5 | outage_line_20
|  | 0 | 0 | Poulsker 10 kV | Scenario_5 | outage_line_20
|  | 0 | 0 | Vesthavnen 10 kV | Scenario_5 | outage_line_20
|  | 0 | 0 | Gudhjem 10 kV | Scenario_5 | outage_line_20
|  | 0 | 0 | Hasle A | Scenario_5 | outage_line_21
|  | 0 | 0 | Hasle B | Scenario_5 | outage_line_21
|  | 0 | 0 | Snorrebakken | Scenario_5 | outage_line_21
|  | 0 | 0 | Olsker | Scenario_5 | outage_line_21
|  | 0 | 0 | Ronne Nord | Scenario_5 | outage_line_21
1.025 | -0.56174 | 0 | 0 | BOR-HAS split 3 | Scenario_5 | outage_line_21
|  | 0 | 0 | Allinge | Scenario_5 | outage_line_21
|  | 0 | 0 | Svaneke | Scenario_5 | outage_line_21
|  | 0 | 0 | Nexo | Scenario_5 | outage_line_21
0.95433 | 0.00077332 | 0 | 0 | Bodilsker | Scenario_5 | outage_line_21
|  | 0 | 0 | Poulsker | Scenario_5 | outage_line_21
|  | 0 | 0 | Aakirkeby | Scenario_5 | outage_line_21
|  | 0 | 0 | Dalslunde | Scenario_5 | outage_line_21
|  | 0 | 0 | Osterlars | Scenario_5 | outage_line_21
|  | 0 | 0 | Olsker | Scenario_5 | outage_line_21
|  | 0 | 0 | Gudhjem | Scenario_5 | outage_line_21
|  | 0 | 0 | Viadukten A | Scenario_5 | outage_line_21
|  | 0 | 0 | Viadukten B | Scenario_5 | outage_line_21
|  | 0 | 0 | Ronne Syd | Scenario_5 | outage_line_21
|  | 0 | 0 | Vaerket A | Scenario_5 | outage_line_21
|  | 0 | 0 | Vaerket B | Scenario_5 | outage_line_21
|  | 0 | 0 | Vesthavnen | Scenario_5 | outage_line_21
|  | 0 | 0 | Auxiliary bus Viadukten 1 | Scenario_5 | outage_line_21
|  | 0 | 0 | Auxiliary bus Viadukten 2 | Scenario_5 | outage_line_21
|  | 0 | 0 | Auxiliary bus Viadukten 3 | Scenario_5 | outage_line_21
1.0198 | -0.15625 | 0 | 0 | BOR HAS split 1 | Scenario_5 | outage_line_21
1.02 | -0.16554 | 0 | 0 | BOR HAS split 2 | Scenario_5 | outage_line_21
1.0161 | -0.063106 | 0 | 0 | Borrby | Scenario_5 | outage_line_21
0.91 | 0 | -0.091414 | 10.1561 | Tomelilla | Scenario_5 | outage_line_21
|  | 0 | 0 | Vaerket Blok 6 | Scenario_5 | outage_line_21
|  | 0 | 0 | Vaerket Blok 5 | Scenario_5 | outage_line_21
|  | 0 | 0 | Vaerket Diesler | Scenario_5 | outage_line_21
|  | 0 | 0 | Vaer N | Scenario_5 | outage_line_21
|  | 0 | 0 | Dampværk A | Scenario_5 | outage_line_21
|  | 0 | 0 | Dampværk B | Scenario_5 | outage_line_21
|  | 0 | 0 | Aux bus trafo DMP | Scenario_5 | outage_line_21
|  | 0 | 0 | Aux bus trafo DMP 2 | Scenario_5 | outage_line_21
|  | 0 | 0 | Snorrebakken 10 kV | Scenario_5 | outage_line_21
|  | 0 | 0 | Aux bus trafo HASLE | Scenario_5 | outage_line_21
|  | 0 | 0 | Aux bus trafo HASLE | Scenario_5 | outage_line_21
|  | 0 | 0 | Hasle 10 kV | Scenario_5 | outage_line_21
|  | 0 | 0 | Olsker 10 kV | Scenario_5 | outage_line_21
|  | 0 | 0 | Østerlars 10 kV | Scenario_5 | outage_line_21
|  | 0 | 0 | Åkirkeby 10 kV | Scenario_5 | outage_line_21
|  | 0 | 0 | Nexø 10 kV | Scenario_5 | outage_line_21
1 | 0 | -7.3769e-07 | -0.054657 | Bodilsker 10 kV | Scenario_5 | outage_line_21
|  | 0 | 0 | Rønne Syd 10 kV | Scenario_5 | outage_line_21
|  | 0 | 0 | Allinge 10 kV | Scenario_5 | outage_line_21
|  | 0 | 0 | Svaneke 10 kV | Scenario_5 | outage_line_21
|  | 0 | 0 | Viadukten 10 kV | Scenario_5 | outage_line_21
|  | 0 | 0 | Auxiliary bus Viadukten 4 | Scenario_5 | outage_line_21
|  | 0 | 0 | Rønne Nord 10 kV | Scenario_5 | outage_line_21
|  | 0 | 0 | Poulsker 10 kV | Scenario_5 | outage_line_21
|  | 0 | 0 | Vesthavnen 10 kV | Scenario_5 | outage_line_21
|  | 0 | 0 | Gudhjem 10 kV | Scenario_5 | outage_line_21
|  | 0 | 0 | Hasle A | Scenario_5 | outage_line_22
|  | 0 | 0 | Hasle B | Scenario_5 | outage_line_22
|  | 0 | 0 | Snorrebakken | Scenario_5 | outage_line_22
|  | 0 | 0 | Olsker | Scenario_5 | outage_line_22
|  | 0 | 0 | Ronne Nord | Scenario_5 | outage_line_22
|  | 0 | 0 | BOR-HAS split 3 | Scenario_5 | outage_line_22
|  | 0 | 0 | Allinge | Scenario_5 | outage_line_22
|  | 0 | 0 | Svaneke | Scenario_5 | outage_line_22
|  | 0 | 0 | Nexo | Scenario_5 | outage_line_22
0.95433 | 0.00077332 | 0 | 0 | Bodilsker | Scenario_5 | outage_line_22
|  | 0 | 0 | Poulsker | Scenario_5 | outage_line_22
|  | 0 | 0 | Aakirkeby | Scenario_5 | outage_line_22
|  | 0 | 0 | Dalslunde | Scenario_5 | outage_line_22
|  | 0 | 0 | Osterlars | Scenario_5 | outage_line_22
|  | 0 | 0 | Olsker | Scenario_5 | outage_line_22
|  | 0 | 0 | Gudhjem | Scenario_5 | outage_line_22
|  | 0 | 0 | Viadukten A | Scenario_5 | outage_line_22
|  | 0 | 0 | Viadukten B | Scenario_5 | outage_line_22
|  | 0 | 0 | Ronne Syd | Scenario_5 | outage_line_22
|  | 0 | 0 | Vaerket A | Scenario_5 | outage_line_22
|  | 0 | 0 | Vaerket B | Scenario_5 | outage_line_22
|  | 0 | 0 | Vesthavnen | Scenario_5 | outage_line_22
|  | 0 | 0 | Auxiliary bus Viadukten 1 | Scenario_5 | outage_line_22
|  | 0 | 0 | Auxiliary bus Viadukten 2 | Scenario_5 | outage_line_22
|  | 0 | 0 | Auxiliary bus Viadukten 3 | Scenario_5 | outage_line_22
0.99854 | -0.011111 | 0 | 0 | BOR HAS split 1 | Scenario_5 | outage_line_22
|  | 0 | 0 | BOR HAS split 2 | Scenario_5 | outage_line_22
0.99836 | -0.0065948 | 0 | 0 | Borrby | Scenario_5 | outage_line_22
0.91 | 0 | -0.031052 | 0.84544 | Tomelilla | Scenario_5 | outage_line_22
|  | 0 | 0 | Vaerket Blok 6 | Scenario_5 | outage_line_22
|  | 0 | 0 | Vaerket Blok 5 | Scenario_5 | outage_line_22
|  | 0 | 0 | Vaerket Diesler | Scenario_5 | outage_line_22
|  | 0 | 0 | Vaer N | Scenario_5 | outage_line_22
|  | 0 | 0 | Dampværk A | Scenario_5 | outage_line_22
|  | 0 | 0 | Dampværk B | Scenario_5 | outage_line_22
|  | 0 | 0 | Aux bus trafo DMP | Scenario_5 | outage_line_22
|  | 0 | 0 | Aux bus trafo DMP 2 | Scenario_5 | outage_line_22
|  | 0 | 0 | Snorrebakken 10 kV | Scenario_5 | outage_line_22
|  | 0 | 0 | Aux bus trafo HASLE | Scenario_5 | outage_line_22
|  | 0 | 0 | Aux bus trafo HASLE | Scenario_5 | outage_line_22
|  | 0 | 0 | Hasle 10 kV | Scenario_5 | outage_line_22
|  | 0 | 0 | Olsker 10 kV | Scenario_5 | outage_line_22
|  | 0 | 0 | Østerlars 10 kV | Scenario_5 | outage_line_22
|  | 0 | 0 | Åkirkeby 10 kV | Scenario_5 | outage_line_22
|  | 0 | 0 | Nexø 10 kV | Scenario_5 | outage_line_22
1 | 0 | -7.3769e-07 | -0.054657 | Bodilsker 10 kV | Scenario_5 | outage_line_22
|  | 0 | 0 | Rønne Syd 10 kV | Scenario_5 | outage_line_22
|  | 0 | 0 | Allinge 10 kV | Scenario_5 | outage_line_22
|  | 0 | 0 | Svaneke 10 kV | Scenario_5 | outage_line_22
|  | 0 | 0 | Viadukten 10 kV | Scenario_5 | outage_line_22
|  | 0 | 0 | Auxiliary bus Viadukten 4 | Scenario_5 | outage_line_22
|  | 0 | 0 | Rønne Nord 10 kV | Scenario_5 | outage_line_22
|  | 0 | 0 | Poulsker 10 kV | Scenario_5 | outage_line_22
|  | 0 | 0 | Vesthavnen 10 kV | Scenario_5 | outage_line_22
|  | 0 | 0 | Gudhjem 10 kV | Scenario_5 | outage_line_22
0.96104 | -2.0452 | 0 | 0 | Hasle A | Scenario_6 | outage_line_0
|  | 0 | 0 | Hasle B | Scenario_6 | outage_line_0
0.95599 | -2.0081 | 0 | 0 | Snorrebakken | Scenario_6 | outage_line_0
|  | 0 | 0 | Olsker | Scenario_6 | outage_line_0
0.95712 | -2.0039 | 0 | 0 | Ronne Nord | Scenario_6 | outage_line_0
0.9619 | -2.0404 | 0 | 0 | BOR-HAS split 3 | Scenario_6 | outage_line_0
0.95647 | -2.1559 | 0 | 0 | Allinge | Scenario_6 | outage_line_0
0.95697 | -2.2626 | 0 | 0 | Svaneke | Scenario_6 | outage_line_0
0.95702 | -2.2429 | 0 | 0 | Nexo | Scenario_6 | outage_line_0
0.95754 | -2.1993 | 0 | 0 | Bodilsker | Scenario_6 | outage_line_0
0.95707 | -2.2141 | 0 | 0 | Poulsker | Scenario_6 | outage_line_0
0.95589 | -2.0919 | 0 | 0 | Aakirkeby | Scenario_6 | outage_line_0
0.95727 | -2.2518 | 0 | 0 | Dalslunde | Scenario_6 | outage_line_0
0.95638 | -2.307 | 0 | 0 | Osterlars | Scenario_6 | outage_line_0
0.95729 | -2.1792 | 0 | 0 | Olsker | Scenario_6 | outage_line_0
0.95619 | -2.3257 | 0 | 0 | Gudhjem | Scenario_6 | outage_line_0
0.95655 | -1.9964 | 0 | 0 | Viadukten A | Scenario_6 | outage_line_0
|  | 0 | 0 | Viadukten B | Scenario_6 | outage_line_0
0.95626 | -1.9896 | 0 | 0 | Ronne Syd | Scenario_6 | outage_line_0
0.95644 | -1.9972 | 0 | 0 | Vaerket A | Scenario_6 | outage_line_0
|  | 0 | 0 | Vaerket B | Scenario_6 | outage_line_0
0.95671 | -2.0003 | 0 | 0 | Vesthavnen | Scenario_6 | outage_line_0
0.95655 | -1.9964 | 0 | 0 | Auxiliary bus Viadukten 1 | Scenario_6 | outage_line_0
0.95655 | -1.9964 | 0 | 0 | Auxiliary bus Viadukten 2 | Scenario_6 | outage_line_0
0.95655 | -1.9964 | 0 | 0 | Auxiliary bus Viadukten 3 | Scenario_6 | outage_line_0
0.99009 | -1.7421 | 0 | 0 | BOR HAS split 1 | Scenario_6 | outage_line_0
0.98982 | -1.7536 | 0 | 0 | BOR HAS split 2 | Scenario_6 | outage_line_0
0.99291 | -1.4635 | 0 | 0 | Borrby | Scenario_6 | outage_line_0
0.91 | 0 | -13.3922 | -1.5149 | Tomelilla | Scenario_6 | outage_line_0
|  | 0 | 0 | Vaerket Blok 6 | Scenario_6 | outage_line_0
|  | 0 | 0 | Vaerket Blok 5 | Scenario_6 | outage_line_0
|  | 0 | 0 | Vaerket Diesler | Scenario_6 | outage_line_0
|  | 0 | 0 | Vaer N | Scenario_6 | outage_line_0
0.98932 | -2.0267 | 0 | 3.915 | Dampværk A | Scenario_6 | outage_line_0
0.98932 | -2.0267 | 0 | 0 | Dampværk B | Scenario_6 | outage_line_0
0.98932 | -2.0267 | 0 | 0 | Aux bus trafo DMP | Scenario_6 | outage_line_0
0.98932 | -2.0267 | 0.30059 | 0 | Aux bus trafo DMP 2 | Scenario_6 | outage_line_0
0.99228 | -3.1601 | 2.2057 | 0.77875 | Snorrebakken 10 kV | Scenario_6 | outage_line_0
0.96104 | -2.0452 | 0 | 0 | Aux bus trafo HASLE | Scenario_6 | outage_line_0
0.96104 | -2.0452 | 0 | 0 | Aux bus trafo HASLE | Scenario_6 | outage_line_0
0.99747 | -3.2411 | 2.2057 | 0.77875 | Hasle 10 kV | Scenario_6 | outage_line_0
0.95363 | -3.7968 | 1.542 | 0.11392 | Olsker 10 kV | Scenario_6 | outage_line_0
0.99662 | -2.8549 | 1.6103 | 0.77571 | Østerlars 10 kV | Scenario_6 | outage_line_0
0.99563 | -2.2689 | 0.73576 | 1.2744 | Åkirkeby 10 kV | Scenario_6 | outage_line_0
1.001 | -3.2052 | 1.8987 | 0.083807 | Nexø 10 kV | Scenario_6 | outage_line_0
1 | 0 | -4.718 | 0.55704 | Bodilsker 10 kV | Scenario_6 | outage_line_0
0.95025 | -2.3034 | 0.97217 | 5.2958 | Rønne Syd 10 kV | Scenario_6 | outage_line_0
0.97492 | -2.8972 | 1.5746 | 2.7273 | Allinge 10 kV | Scenario_6 | outage_line_0
0.99289 | -2.7248 | 0.94775 | 0.96671 | Svaneke 10 kV | Scenario_6 | outage_line_0
0.99211 | -2.2695 | 0.6233 | 1.0796 | Viadukten 10 kV | Scenario_6 | outage_line_0
0.95655 | -1.9964 | 0 | 0 | Auxiliary bus Viadukten 4 | Scenario_6 | outage_line_0
0.99464 | -2.2201 | 0.49795 | 0.86247 | Rønne Nord 10 kV | Scenario_6 | outage_line_0
0.99694 | -2.8298 | 1.2448 | 0.51922 | Poulsker 10 kV | Scenario_6 | outage_line_0
0.99409 | -2.2237 | 0.49695 | 0.86075 | Vesthavnen 10 kV | Scenario_6 | outage_line_0
0.9529 | -3.0227 | 0.68597 | 0.14931 | Gudhjem 10 kV | Scenario_6 | outage_line_0
0.96308 | -1.6947 | 0 | 0 | Hasle A | Scenario_6 | outage_line_1
|  | 0 | 0 | Hasle B | Scenario_6 | outage_line_1
|  | 0 | 0 | Snorrebakken | Scenario_6 | outage_line_1
|  | 0 | 0 | Olsker | Scenario_6 | outage_line_1
0.95955 | -1.6223 | 0 | 0 | Ronne Nord | Scenario_6 | outage_line_1
0.9639 | -1.694 | 0 | 0 | BOR-HAS split 3 | Scenario_6 | outage_line_1
0.9584 | -1.8115 | 0 | 0 | Allinge | Scenario_6 | outage_line_1
0.95847 | -1.9405 | 0 | 0 | Svaneke | Scenario_6 | outage_line_1
0.95849 | -1.9219 | 0 | 0 | Nexo | Scenario_6 | outage_line_1
0.959 | -1.8788 | 0 | 0 | Bodilsker | Scenario_6 | outage_line_1
0.95853 | -1.8936 | 0 | 0 | Poulsker | Scenario_6 | outage_line_1
0.95785 | -1.7388 | 0 | 0 | Aakirkeby | Scenario_6 | outage_line_1
0.95879 | -1.9287 | 0 | 0 | Dalslunde | Scenario_6 | outage_line_1
0.95808 | -1.9745 | 0 | 0 | Osterlars | Scenario_6 | outage_line_1
0.95922 | -1.8347 | 0 | 0 | Olsker | Scenario_6 | outage_line_1
0.95789 | -1.9932 | 0 | 0 | Gudhjem | Scenario_6 | outage_line_1
0.95903 | -1.6107 | 0 | 0 | Viadukten A | Scenario_6 | outage_line_1
|  | 0 | 0 | Viadukten B | Scenario_6 | outage_line_1
0.95872 | -1.6037 | 0 | 0 | Ronne Syd | Scenario_6 | outage_line_1
0.95895 | -1.6083 | 0 | 0 | Vaerket A | Scenario_6 | outage_line_1
|  | 0 | 0 | Vaerket B | Scenario_6 | outage_line_1
0.95919 | -1.6148 | 0 | 0 | Vesthavnen | Scenario_6 | outage_line_1
0.95903 | -1.6107 | 0 | 0 | Auxiliary bus Viadukten 1 | Scenario_6 | outage_line_1
0.95903 | -1.6107 | 0 | 0 | Auxiliary bus Viadukten 2 | Scenario_6 | outage_line_1
0.95903 | -1.6107 | 0 | 0 | Auxiliary bus Viadukten 3 | Scenario_6 | outage_line_1
0.98995 | -1.5294 | 0 | 0 | BOR HAS split 1 | Scenario_6 | outage_line_1
0.9897 | -1.539 | 0 | 0 | BOR HAS split 2 | Scenario_6 | outage_line_1
0.99261 | -1.2882 | 0 | 0 | Borrby | Scenario_6 | outage_line_1
0.91 | 0 | -11.8056 | -1.7133 | Tomelilla | Scenario_6 | outage_line_1
|  | 0 | 0 | Vaerket Blok 6 | Scenario_6 | outage_line_1
|  | 0 | 0 | Vaerket Blok 5 | Scenario_6 | outage_line_1
|  | 0 | 0 | Vaerket Diesler | Scenario_6 | outage_line_1
|  | 0 | 0 | Vaer N | Scenario_6 | outage_line_1
0.99192 | -1.6375 | 0 | 3.9357 | Dampværk A | Scenario_6 | outage_line_1
0.99192 | -1.6375 | 0 | 0 | Dampværk B | Scenario_6 | outage_line_1
0.99192 | -1.6375 | 0 | 0 | Aux bus trafo DMP | Scenario_6 | outage_line_1
0.99192 | -1.6375 | 0.30059 | 0 | Aux bus trafo DMP 2 | Scenario_6 | outage_line_1
|  | 0 | 0 | Snorrebakken 10 kV | Scenario_6 | outage_line_1
0.96308 | -1.6947 | 0 | 0 | Aux bus trafo HASLE | Scenario_6 | outage_line_1
0.96308 | -1.6947 | 0 | 0 | Aux bus trafo HASLE | Scenario_6 | outage_line_1
0.99963 | -2.8855 | 2.2057 | 0.77875 | Hasle 10 kV | Scenario_6 | outage_line_1
0.95557 | -3.4458 | 1.542 | 0.11392 | Olsker 10 kV | Scenario_6 | outage_line_1
0.99841 | -2.5204 | 1.6103 | 0.77571 | Østerlars 10 kV | Scenario_6 | outage_line_1
0.99769 | -1.9151 | 0.73576 | 1.2744 | Åkirkeby 10 kV | Scenario_6 | outage_line_1
1.0026 | -2.8813 | 1.8987 | 0.083807 | Nexø 10 kV | Scenario_6 | outage_line_1
1 | 0 | -4.0214 | 0.72726 | Bodilsker 10 kV | Scenario_6 | outage_line_1
0.95278 | -1.9151 | 0.97217 | 5.315 | Rønne Syd 10 kV | Scenario_6 | outage_line_1
0.977 | -2.5498 | 1.5746 | 2.7273 | Allinge 10 kV | Scenario_6 | outage_line_1
0.99447 | -2.4012 | 0.94775 | 0.96671 | Svaneke 10 kV | Scenario_6 | outage_line_1
0.99473 | -1.8824 | 0.6233 | 1.0796 | Viadukten 10 kV | Scenario_6 | outage_line_1
0.95903 | -1.6107 | 0 | 0 | Auxiliary bus Viadukten 4 | Scenario_6 | outage_line_1
0.9972 | -1.8375 | 0.49795 | 0.86247 | Rønne Nord 10 kV | Scenario_6 | outage_line_1
0.99847 | -2.5075 | 1.2448 | 0.51922 | Poulsker 10 kV | Scenario_6 | outage_line_1
0.9967 | -1.837 | 0.49695 | 0.86075 | Vesthavnen 10 kV | Scenario_6 | outage_line_1
0.95461 | -2.6876 | 0.68597 | 0.14931 | Gudhjem 10 kV | Scenario_6 | outage_line_1
0.9621 | -1.6765 | 0 | 0 | Hasle A | Scenario_6 | outage_line_2
|  | 0 | 0 | Hasle B | Scenario_6 | outage_line_2
|  | 0 | 0 | Snorrebakken | Scenario_6 | outage_line_2
|  | 0 | 0 | Olsker | Scenario_6 | outage_line_2
0.9585 | -1.6007 | 0 | 0 | Ronne Nord | Scenario_6 | outage_line_2
0.96293 | -1.6763 | 0 | 0 | BOR-HAS split 3 | Scenario_6 | outage_line_2
0.9574 | -1.794 | 0 | 0 | Allinge | Scenario_6 | outage_line_2
0.95742 | -1.9249 | 0 | 0 | Svaneke | Scenario_6 | outage_line_2
0.95743 | -1.9065 | 0 | 0 | Nexo | Scenario_6 | outage_line_2
0.95794 | -1.8634 | 0 | 0 | Bodilsker | Scenario_6 | outage_line_2
0.95747 | -1.8782 | 0 | 0 | Poulsker | Scenario_6 | outage_line_2
0.95663 | -1.7154 | 0 | 0 | Aakirkeby | Scenario_6 | outage_line_2
0.95773 | -1.9131 | 0 | 0 | Dalslunde | Scenario_6 | outage_line_2
0.95704 | -1.9582 | 0 | 0 | Osterlars | Scenario_6 | outage_line_2
0.95822 | -1.8172 | 0 | 0 | Olsker | Scenario_6 | outage_line_2
0.95686 | -1.9769 | 0 | 0 | Gudhjem | Scenario_6 | outage_line_2
0.95771 | -1.5799 | 0 | 0 | Viadukten A | Scenario_6 | outage_line_2
|  | 0 | 0 | Viadukten B | Scenario_6 | outage_line_2
0.95735 | -1.5723 | 0 | 0 | Ronne Syd | Scenario_6 | outage_line_2
0.95748 | -1.5726 | 0 | 0 | Vaerket A | Scenario_6 | outage_line_2
|  | 0 | 0 | Vaerket B | Scenario_6 | outage_line_2
0.95842 | -1.6002 | 0 | 0 | Vesthavnen | Scenario_6 | outage_line_2
0.95771 | -1.5799 | 0 | 0 | Auxiliary bus Viadukten 1 | Scenario_6 | outage_line_2
0.95771 | -1.5799 | 0 | 0 | Auxiliary bus Viadukten 2 | Scenario_6 | outage_line_2
0.95771 | -1.5799 | 0 | 0 | Auxiliary bus Viadukten 3 | Scenario_6 | outage_line_2
0.98935 | -1.5319 | 0 | 0 | BOR HAS split 1 | Scenario_6 | outage_line_2
0.98909 | -1.5413 | 0 | 0 | BOR HAS split 2 | Scenario_6 | outage_line_2
0.99211 | -1.292 | 0 | 0 | Borrby | Scenario_6 | outage_line_2
0.91 | 0 | -11.8476 | -1.9738 | Tomelilla | Scenario_6 | outage_line_2
|  | 0 | 0 | Vaerket Blok 6 | Scenario_6 | outage_line_2
|  | 0 | 0 | Vaerket Blok 5 | Scenario_6 | outage_line_2
|  | 0 | 0 | Vaerket Diesler | Scenario_6 | outage_line_2
|  | 0 | 0 | Vaer N | Scenario_6 | outage_line_2
0.9904 | -1.6019 | 0 | 3.9236 | Dampværk A | Scenario_6 | outage_line_2
0.9904 | -1.6019 | 0 | 0 | Dampværk B | Scenario_6 | outage_line_2
0.9904 | -1.6019 | 0 | 0 | Aux bus trafo DMP | Scenario_6 | outage_line_2
0.9904 | -1.6019 | 0.30059 | 0 | Aux bus trafo DMP 2 | Scenario_6 | outage_line_2
|  | 0 | 0 | Snorrebakken 10 kV | Scenario_6 | outage_line_2
0.9621 | -1.6765 | 0 | 0 | Aux bus trafo HASLE | Scenario_6 | outage_line_2
0.9621 | -1.6765 | 0 | 0 | Aux bus trafo HASLE | Scenario_6 | outage_line_2
0.99859 | -2.8698 | 2.2057 | 0.77875 | Hasle 10 kV | Scenario_6 | outage_line_2
0.95456 | -3.4317 | 1.542 | 0.11392 | Olsker 10 kV | Scenario_6 | outage_line_2
0.99733 | -2.5053 | 1.6103 | 0.77571 | Østerlars 10 kV | Scenario_6 | outage_line_2
0.99641 | -1.8921 | 0.73576 | 1.2744 | Åkirkeby 10 kV | Scenario_6 | outage_line_2
1.0014 | -2.8679 | 1.8987 | 0.083807 | Nexø 10 kV | Scenario_6 | outage_line_2
1 | 0 | -3.9919 | 0.58967 | Bodilsker 10 kV | Scenario_6 | outage_line_2
0.95138 | -1.885 | 0.97217 | 5.3044 | Rønne Syd 10 kV | Scenario_6 | outage_line_2
0.97592 | -2.5338 | 1.5746 | 2.7273 | Allinge 10 kV | Scenario_6 | outage_line_2
0.99336 | -2.3867 | 0.94775 | 0.96671 | Svaneke 10 kV | Scenario_6 | outage_line_2
0.99334 | -1.8524 | 0.6233 | 1.0796 | Viadukten 10 kV | Scenario_6 | outage_line_2
0.95771 | -1.5799 | 0 | 0 | Auxiliary bus Viadukten 4 | Scenario_6 | outage_line_2
0.9961 | -1.8163 | 0.49795 | 0.86247 | Rønne Nord 10 kV | Scenario_6 | outage_line_2
0.99736 | -2.4934 | 1.2448 | 0.51922 | Poulsker 10 kV | Scenario_6 | outage_line_2
0.99589 | -1.8228 | 0.49695 | 0.86075 | Vesthavnen 10 kV | Scenario_6 | outage_line_2
0.95357 | -2.6728 | 0.68597 | 0.14931 | Gudhjem 10 kV | Scenario_6 | outage_line_2
0.9613 | -1.6629 | 0 | 0 | Hasle A | Scenario_6 | outage_line_3
|  | 0 | 0 | Hasle B | Scenario_6 | outage_line_3
|  | 0 | 0 | Snorrebakken | Scenario_6 | outage_line_3
|  | 0 | 0 | Olsker | Scenario_6 | outage_line_3
0.95765 | -1.5844 | 0 | 0 | Ronne Nord | Scenario_6 | outage_line_3
0.96214 | -1.6629 | 0 | 0 | BOR-HAS split 3 | Scenario_6 | outage_line_3
0.95658 | -1.7805 | 0 | 0 | Allinge | Scenario_6 | outage_line_3
0.95654 | -1.9117 | 0 | 0 | Svaneke | Scenario_6 | outage_line_3
0.95655 | -1.8933 | 0 | 0 | Nexo | Scenario_6 | outage_line_3
0.95706 | -1.8502 | 0 | 0 | Bodilsker | Scenario_6 | outage_line_3
0.95659 | -1.865 | 0 | 0 | Poulsker | Scenario_6 | outage_line_3
0.95562 | -1.6948 | 0 | 0 | Aakirkeby | Scenario_6 | outage_line_3
0.95685 | -1.8999 | 0 | 0 | Dalslunde | Scenario_6 | outage_line_3
0.95619 | -1.945 | 0 | 0 | Osterlars | Scenario_6 | outage_line_3
0.9574 | -1.8037 | 0 | 0 | Olsker | Scenario_6 | outage_line_3
0.956 | -1.9637 | 0 | 0 | Gudhjem | Scenario_6 | outage_line_3
0.95685 | -1.5631 | 0 | 0 | Viadukten A | Scenario_6 | outage_line_3
|  | 0 | 0 | Viadukten B | Scenario_6 | outage_line_3
0.9562 | -1.5443 | 0 | 0 | Ronne Syd | Scenario_6 | outage_line_3
0.95582 | -1.5122 | 0 | 0 | Vaerket A | Scenario_6 | outage_line_3
|  | 0 | 0 | Vaerket B | Scenario_6 | outage_line_3
0.95757 | -1.584 | 0 | 0 | Vesthavnen | Scenario_6 | outage_line_3
0.95685 | -1.5631 | 0 | 0 | Auxiliary bus Viadukten 1 | Scenario_6 | outage_line_3
0.95685 | -1.5631 | 0 | 0 | Auxiliary bus Viadukten 2 | Scenario_6 | outage_line_3
0.95685 | -1.5631 | 0 | 0 | Auxiliary bus Viadukten 3 | Scenario_6 | outage_line_3
0.98886 | -1.5346 | 0 | 0 | BOR HAS split 1 | Scenario_6 | outage_line_3
0.9886 | -1.5438 | 0 | 0 | BOR HAS split 2 | Scenario_6 | outage_line_3
0.99171 | -1.2956 | 0 | 0 | Borrby | Scenario_6 | outage_line_3
0.91 | 0 | -11.8862 | -2.1836 | Tomelilla | Scenario_6 | outage_line_3
|  | 0 | 0 | Vaerket Blok 6 | Scenario_6 | outage_line_3
|  | 0 | 0 | Vaerket Blok 5 | Scenario_6 | outage_line_3
|  | 0 | 0 | Vaerket Diesler | Scenario_6 | outage_line_3
|  | 0 | 0 | Vaer N | Scenario_6 | outage_line_3
0.98869 | -1.5417 | 0 | 3.91 | Dampværk A | Scenario_6 | outage_line_3
0.98869 | -1.5417 | 0 | 0 | Dampværk B | Scenario_6 | outage_line_3
0.98869 | -1.5417 | 0 | 0 | Aux bus trafo DMP | Scenario_6 | outage_line_3
0.98869 | -1.5417 | 0.30059 | 0 | Aux bus trafo DMP 2 | Scenario_6 | outage_line_3
|  | 0 | 0 | Snorrebakken 10 kV | Scenario_6 | outage_line_3
0.9613 | -1.6629 | 0 | 0 | Aux bus trafo HASLE | Scenario_6 | outage_line_3
0.9613 | -1.6629 | 0 | 0 | Aux bus trafo HASLE | Scenario_6 | outage_line_3
0.99774 | -2.8581 | 2.2057 | 0.77875 | Hasle 10 kV | Scenario_6 | outage_line_3
0.95374 | -3.421 | 1.542 | 0.11392 | Olsker 10 kV | Scenario_6 | outage_line_3
0.99643 | -2.4931 | 1.6103 | 0.77571 | Østerlars 10 kV | Scenario_6 | outage_line_3
0.99534 | -1.8719 | 0.73576 | 1.2744 | Åkirkeby 10 kV | Scenario_6 | outage_line_3
1.0005 | -2.8565 | 1.8987 | 0.083807 | Nexø 10 kV | Scenario_6 | outage_line_3
1 | 0 | -3.9667 | 0.47483 | Bodilsker 10 kV | Scenario_6 | outage_line_3
0.9502 | -1.8581 | 0.97217 | 5.2954 | Rønne Syd 10 kV | Scenario_6 | outage_line_3
0.97504 | -2.5216 | 1.5746 | 2.7273 | Allinge 10 kV | Scenario_6 | outage_line_3
0.99243 | -2.3743 | 0.94775 | 0.96671 | Svaneke 10 kV | Scenario_6 | outage_line_3
0.99242 | -1.836 | 0.6233 | 1.0796 | Viadukten 10 kV | Scenario_6 | outage_line_3
0.95685 | -1.5631 | 0 | 0 | Auxiliary bus Viadukten 4 | Scenario_6 | outage_line_3
0.9952 | -1.8004 | 0.49795 | 0.86247 | Rønne Nord 10 kV | Scenario_6 | outage_line_3
0.99643 | -2.4813 | 1.2448 | 0.51922 | Poulsker 10 kV | Scenario_6 | outage_line_3
0.99499 | -1.807 | 0.49695 | 0.86075 | Vesthavnen 10 kV | Scenario_6 | outage_line_3
0.95272 | -2.6609 | 0.68597 | 0.14931 | Gudhjem 10 kV | Scenario_6 | outage_line_3
0.97058 | -1.7956 | 0 | 0 | Hasle A | Scenario_6 | outage_line_4
|  | 0 | 0 | Hasle B | Scenario_6 | outage_line_4
|  | 0 | 0 | Snorrebakken | Scenario_6 | outage_line_4
|  | 0 | 0 | Olsker | Scenario_6 | outage_line_4
0.96768 | -1.7497 | 0 | 0 | Ronne Nord | Scenario_6 | outage_line_4
0.97131 | -1.792 | 0 | 0 | BOR-HAS split 3 | Scenario_6 | outage_line_4
0.96577 | -1.9024 | 0 | 0 | Allinge | Scenario_6 | outage_line_4
0.96521 | -1.9976 | 0 | 0 | Svaneke | Scenario_6 | outage_line_4
0.96519 | -1.977 | 0 | 0 | Nexo | Scenario_6 | outage_line_4
0.96568 | -1.9329 | 0 | 0 | Bodilsker | Scenario_6 | outage_line_4
0.96521 | -1.9476 | 0 | 0 | Poulsker | Scenario_6 | outage_line_4
0.96512 | -1.8263 | 0 | 0 | Aakirkeby | Scenario_6 | outage_line_4
0.96555 | -1.9873 | 0 | 0 | Dalslunde | Scenario_6 | outage_line_4
0.96512 | -2.046 | 0 | 0 | Osterlars | Scenario_6 | outage_line_4
0.96659 | -1.9251 | 0 | 0 | Olsker | Scenario_6 | outage_line_4
0.96494 | -2.0646 | 0 | 0 | Gudhjem | Scenario_6 | outage_line_4
0.96706 | -1.7364 | 0 | 0 | Viadukten A | Scenario_6 | outage_line_4
|  | 0 | 0 | Viadukten B | Scenario_6 | outage_line_4
0.96657 | -1.7249 | 0 | 0 | Ronne Syd | Scenario_6 | outage_line_4
|  | 0 | 0 | Vaerket A | Scenario_6 | outage_line_4
|  | 0 | 0 | Vaerket B | Scenario_6 | outage_line_4
0.9676 | -1.7493 | 0 | 0 | Vesthavnen | Scenario_6 | outage_line_4
0.96706 | -1.7364 | 0 | 0 | Auxiliary bus Viadukten 1 | Scenario_6 | outage_line_4
0.96706 | -1.7364 | 0 | 0 | Auxiliary bus Viadukten 2 | Scenario_6 | outage_line_4
0.96706 | -1.7364 | 0 | 0 | Auxiliary bus Viadukten 3 | Scenario_6 | outage_line_4
0.99444 | -1.4905 | 0 | 0 | BOR HAS split 1 | Scenario_6 | outage_line_4
0.99423 | -1.5015 | 0 | 0 | BOR HAS split 2 | Scenario_6 | outage_line_4
0.9963 | -1.2431 | 0 | 0 | Borrby | Scenario_6 | outage_line_4
0.91 | 0 | -11.342 | 0.20431 | Tomelilla | Scenario_6 | outage_line_4
|  | 0 | 0 | Vaerket Blok 6 | Scenario_6 | outage_line_4
|  | 0 | 0 | Vaerket Blok 5 | Scenario_6 | outage_line_4
|  | 0 | 0 | Vaerket Diesler | Scenario_6 | outage_line_4
|  | 0 | 0 | Vaer N | Scenario_6 | outage_line_4
|  | 0 | 0 | Dampværk A | Scenario_6 | outage_line_4
|  | 0 | 0 | Dampværk B | Scenario_6 | outage_line_4
|  | 0 | 0 | Aux bus trafo DMP | Scenario_6 | outage_line_4
|  | 0 | 0 | Aux bus trafo DMP 2 | Scenario_6 | outage_line_4
|  | 0 | 0 | Snorrebakken 10 kV | Scenario_6 | outage_line_4
0.97058 | -1.7956 | 0 | 0 | Aux bus trafo HASLE | Scenario_6 | outage_line_4
0.97058 | -1.7956 | 0 | 0 | Aux bus trafo HASLE | Scenario_6 | outage_line_4
1.0076 | -2.9679 | 2.2057 | 0.77875 | Hasle 10 kV | Scenario_6 | outage_line_4
0.96296 | -3.5117 | 1.542 | 0.11392 | Olsker 10 kV | Scenario_6 | outage_line_4
1.0058 | -2.5839 | 1.6103 | 0.77571 | Østerlars 10 kV | Scenario_6 | outage_line_4
1.0054 | -1.9999 | 0.73576 | 1.2744 | Åkirkeby 10 kV | Scenario_6 | outage_line_4
1.0096 | -2.923 | 1.8987 | 0.083807 | Nexø 10 kV | Scenario_6 | outage_line_4
1 | 0 | -4.1148 | 1.5925 | Bodilsker 10 kV | Scenario_6 | outage_line_4
0.96086 | -2.0287 | 0.97217 | 5.3769 | Rønne Syd 10 kV | Scenario_6 | outage_line_4
0.98494 | -2.6291 | 1.5746 | 2.7273 | Allinge 10 kV | Scenario_6 | outage_line_4
1.0016 | -2.4519 | 0.94775 | 0.96671 | Svaneke 10 kV | Scenario_6 | outage_line_4
1.0032 | -2.0035 | 0.6233 | 1.0796 | Viadukten 10 kV | Scenario_6 | outage_line_4
0.96706 | -1.7364 | 0 | 0 | Auxiliary bus Viadukten 4 | Scenario_6 | outage_line_4
1.0058 | -1.9613 | 0.49795 | 0.86247 | Rønne Nord 10 kV | Scenario_6 | outage_line_4
1.0055 | -2.5529 | 1.2448 | 0.51922 | Poulsker 10 kV | Scenario_6 | outage_line_4
1.0056 | -1.9677 | 0.49695 | 0.86075 | Vesthavnen 10 kV | Scenario_6 | outage_line_4
0.96168 | -2.7488 | 0.68597 | 0.14931 | Gudhjem 10 kV | Scenario_6 | outage_line_4
0.97243 | -1.7464 | 0 | 0 | Hasle A | Scenario_6 | outage_line_5
|  | 0 | 0 | Hasle B | Scenario_6 | outage_line_5
|  | 0 | 0 | Snorrebakken | Scenario_6 | outage_line_5
|  | 0 | 0 | Olsker | Scenario_6 | outage_line_5
0.96973 | -1.6995 | 0 | 0 | Ronne Nord | Scenario_6 | outage_line_5
0.97314 | -1.743 | 0 | 0 | BOR-HAS split 3 | Scenario_6 | outage_line_5
0.96758 | -1.8526 | 0 | 0 | Allinge | Scenario_6 | outage_line_5
0.96682 | -1.9462 | 0 | 0 | Svaneke | Scenario_6 | outage_line_5
0.96678 | -1.9255 | 0 | 0 | Nexo | Scenario_6 | outage_line_5
0.96726 | -1.8813 | 0 | 0 | Bodilsker | Scenario_6 | outage_line_5
0.9668 | -1.896 | 0 | 0 | Poulsker | Scenario_6 | outage_line_5
0.96693 | -1.7752 | 0 | 0 | Aakirkeby | Scenario_6 | outage_line_5
0.96717 | -1.936 | 0 | 0 | Dalslunde | Scenario_6 | outage_line_5
0.96682 | -1.9951 | 0 | 0 | Osterlars | Scenario_6 | outage_line_5
0.96839 | -1.8752 | 0 | 0 | Olsker | Scenario_6 | outage_line_5
0.96664 | -2.0136 | 0 | 0 | Gudhjem | Scenario_6 | outage_line_5
0.96909 | -1.686 | 0 | 0 | Viadukten A | Scenario_6 | outage_line_5
|  | 0 | 0 | Viadukten B | Scenario_6 | outage_line_5
0.9686 | -1.6743 | 0 | 0 | Ronne Syd | Scenario_6 | outage_line_5
|  | 0 | 0 | Vaerket A | Scenario_6 | outage_line_5
|  | 0 | 0 | Vaerket B | Scenario_6 | outage_line_5
|  | 0 | 0 | Vesthavnen | Scenario_6 | outage_line_5
0.96909 | -1.686 | 0 | 0 | Auxiliary bus Viadukten 1 | Scenario_6 | outage_line_5
0.96909 | -1.686 | 0 | 0 | Auxiliary bus Viadukten 2 | Scenario_6 | outage_line_5
0.96909 | -1.686 | 0 | 0 | Auxiliary bus Viadukten 3 | Scenario_6 | outage_line_5
0.99528 | -1.4413 | 0 | 0 | BOR HAS split 1 | Scenario_6 | outage_line_5
0.99508 | -1.4522 | 0 | 0 | BOR HAS split 2 | Scenario_6 | outage_line_5
0.99695 | -1.2 | 0 | 0 | Borrby | Scenario_6 | outage_line_5
0.91 | 0 | -10.9392 | 0.53462 | Tomelilla | Scenario_6 | outage_line_5
|  | 0 | 0 | Vaerket Blok 6 | Scenario_6 | outage_line_5
|  | 0 | 0 | Vaerket Blok 5 | Scenario_6 | outage_line_5
|  | 0 | 0 | Vaerket Diesler | Scenario_6 | outage_line_5
|  | 0 | 0 | Vaer N | Scenario_6 | outage_line_5
|  | 0 | 0 | Dampværk A | Scenario_6 | outage_line_5
|  | 0 | 0 | Dampværk B | Scenario_6 | outage_line_5
|  | 0 | 0 | Aux bus trafo DMP | Scenario_6 | outage_line_5
|  | 0 | 0 | Aux bus trafo DMP 2 | Scenario_6 | outage_line_5
|  | 0 | 0 | Snorrebakken 10 kV | Scenario_6 | outage_line_5
0.97243 | -1.7464 | 0 | 0 | Aux bus trafo HASLE | Scenario_6 | outage_line_5
0.97243 | -1.7464 | 0 | 0 | Aux bus trafo HASLE | Scenario_6 | outage_line_5
1.0095 | -2.9142 | 2.2057 | 0.77875 | Hasle 10 kV | Scenario_6 | outage_line_5
0.96478 | -3.4558 | 1.542 | 0.11392 | Olsker 10 kV | Scenario_6 | outage_line_5
1.0076 | -2.5311 | 1.6103 | 0.77571 | Østerlars 10 kV | Scenario_6 | outage_line_5
1.0073 | -1.9482 | 0.73576 | 1.2744 | Åkirkeby 10 kV | Scenario_6 | outage_line_5
1.0113 | -2.8684 | 1.8987 | 0.083807 | Nexø 10 kV | Scenario_6 | outage_line_5
1 | 0 | -3.9967 | 1.7943 | Bodilsker 10 kV | Scenario_6 | outage_line_5
0.96294 | -1.9762 | 0.97217 | 5.3929 | Rønne Syd 10 kV | Scenario_6 | outage_line_5
0.98689 | -2.5765 | 1.5746 | 2.7273 | Allinge 10 kV | Scenario_6 | outage_line_5
1.0033 | -2.3989 | 0.94775 | 0.96671 | Svaneke 10 kV | Scenario_6 | outage_line_5
1.0054 | -1.952 | 0.6233 | 1.0796 | Viadukten 10 kV | Scenario_6 | outage_line_5
0.96909 | -1.686 | 0 | 0 | Auxiliary bus Viadukten 4 | Scenario_6 | outage_line_5
1.0079 | -1.9101 | 0.49795 | 0.86247 | Rønne Nord 10 kV | Scenario_6 | outage_line_5
1.0072 | -2.4993 | 1.2448 | 0.51922 | Poulsker 10 kV | Scenario_6 | outage_line_5
|  | 0 | 0 | Vesthavnen 10 kV | Scenario_6 | outage_line_5
0.96338 | -2.6955 | 0.68597 | 0.14931 | Gudhjem 10 kV | Scenario_6 | outage_line_5
0.97654 | -1.8278 | 0 | 0 | Hasle A | Scenario_6 | outage_line_6
|  | 0 | 0 | Hasle B | Scenario_6 | outage_line_6
|  | 0 | 0 | Snorrebakken | Scenario_6 | outage_line_6
|  | 0 | 0 | Olsker | Scenario_6 | outage_line_6
0.92355 | -1.6119 | 0 | 0 | Ronne Nord | Scenario_6 | outage_line_6
0.97721 | -1.8226 | 0 | 0 | BOR-HAS split 3 | Scenario_6 | outage_line_6
0.9664 | -1.9455 | 0 | 0 | Allinge | Scenario_6 | outage_line_6
0.94705 | -2.0798 | 0 | 0 | Svaneke | Scenario_6 | outage_line_6
0.94596 | -2.057 | 0 | 0 | Nexo | Scenario_6 | outage_line_6
0.94594 | -2.0064 | 0 | 0 | Bodilsker | Scenario_6 | outage_line_6
0.94546 | -2.0213 | 0 | 0 | Poulsker | Scenario_6 | outage_line_6
0.93388 | -1.8105 | 0 | 0 | Aakirkeby | Scenario_6 | outage_line_6
0.94823 | -2.0716 | 0 | 0 | Dalslunde | Scenario_6 | outage_line_6
0.95552 | -2.1132 | 0 | 0 | Osterlars | Scenario_6 | outage_line_6
0.96721 | -1.9682 | 0 | 0 | Olsker | Scenario_6 | outage_line_6
0.95534 | -2.1319 | 0 | 0 | Gudhjem | Scenario_6 | outage_line_6
0.92363 | -1.6131 | 0 | 0 | Viadukten A | Scenario_6 | outage_line_6
|  | 0 | 0 | Viadukten B | Scenario_6 | outage_line_6
0.9238 | -1.615 | 0 | 0 | Ronne Syd | Scenario_6 | outage_line_6
|  | 0 | 0 | Vaerket A | Scenario_6 | outage_line_6
|  | 0 | 0 | Vaerket B | Scenario_6 | outage_line_6
|  | 0 | 0 | Vesthavnen | Scenario_6 | outage_line_6
0.92363 | -1.6131 | 0 | 0 | Auxiliary bus Viadukten 1 | Scenario_6 | outage_line_6
0.92363 | -1.6131 | 0 | 0 | Auxiliary bus Viadukten 2 | Scenario_6 | outage_line_6
0.92363 | -1.6131 | 0 | 0 | Auxiliary bus Viadukten 3 | Scenario_6 | outage_line_6
0.99784 | -1.4346 | 0 | 0 | BOR HAS split 1 | Scenario_6 | outage_line_6
0.99766 | -1.4464 | 0 | 0 | BOR HAS split 2 | Scenario_6 | outage_line_6
0.99906 | -1.1871 | 0 | 0 | Borrby | Scenario_6 | outage_line_6
0.91 | 0 | -10.7889 | 1.6388 | Tomelilla | Scenario_6 | outage_line_6
|  | 0 | 0 | Vaerket Blok 6 | Scenario_6 | outage_line_6
|  | 0 | 0 | Vaerket Blok 5 | Scenario_6 | outage_line_6
|  | 0 | 0 | Vaerket Diesler | Scenario_6 | outage_line_6
|  | 0 | 0 | Vaer N | Scenario_6 | outage_line_6
|  | 0 | 0 | Dampværk A | Scenario_6 | outage_line_6
|  | 0 | 0 | Dampværk B | Scenario_6 | outage_line_6
|  | 0 | 0 | Aux bus trafo DMP | Scenario_6 | outage_line_6
|  | 0 | 0 | Aux bus trafo DMP 2 | Scenario_6 | outage_line_6
|  | 0 | 0 | Snorrebakken 10 kV | Scenario_6 | outage_line_6
0.97654 | -1.8278 | 0 | 0 | Aux bus trafo HASLE | Scenario_6 | outage_line_6
0.97654 | -1.8278 | 0 | 0 | Aux bus trafo HASLE | Scenario_6 | outage_line_6
1.0139 | -2.9857 | 2.2057 | 0.77875 | Hasle 10 kV | Scenario_6 | outage_line_6
0.96359 | -3.5527 | 1.542 | 0.11392 | Olsker 10 kV | Scenario_6 | outage_line_6
0.99573 | -2.662 | 1.6103 | 0.77571 | Østerlars 10 kV | Scenario_6 | outage_line_6
0.97243 | -1.9959 | 0.73576 | 1.2744 | Åkirkeby 10 kV | Scenario_6 | outage_line_6
0.98941 | -3.0419 | 1.8987 | 0.083807 | Nexø 10 kV | Scenario_6 | outage_line_6
1 | 0 | -4.3406 | -0.95139 | Bodilsker 10 kV | Scenario_6 | outage_line_6
0.91686 | -1.9627 | 0.97217 | 5.0464 | Rønne Syd 10 kV | Scenario_6 | outage_line_6
0.98562 | -2.6712 | 1.5746 | 2.7273 | Allinge 10 kV | Scenario_6 | outage_line_6
0.98239 | -2.5519 | 0.94775 | 0.96671 | Svaneke 10 kV | Scenario_6 | outage_line_6
0.95727 | -1.9063 | 0.6233 | 1.0796 | Viadukten 10 kV | Scenario_6 | outage_line_6
0.92363 | -1.6131 | 0 | 0 | Auxiliary bus Viadukten 4 | Scenario_6 | outage_line_6
0.95918 | -1.8444 | 0.49795 | 0.86247 | Rønne Nord 10 kV | Scenario_6 | outage_line_6
0.9847 | -2.6524 | 1.2448 | 0.51922 | Poulsker 10 kV | Scenario_6 | outage_line_6
|  | 0 | 0 | Vesthavnen 10 kV | Scenario_6 | outage_line_6
0.95205 | -2.83 | 0.68597 | 0.14931 | Gudhjem 10 kV | Scenario_6 | outage_line_6
0.97815 | -1.7825 | 0 | 0 | Hasle A | Scenario_6 | outage_line_7
|  | 0 | 0 | Hasle B | Scenario_6 | outage_line_7
|  | 0 | 0 | Snorrebakken | Scenario_6 | outage_line_7
|  | 0 | 0 | Olsker | Scenario_6 | outage_line_7
|  | 0 | 0 | Ronne Nord | Scenario_6 | outage_line_7
0.97879 | -1.7775 | 0 | 0 | BOR-HAS split 3 | Scenario_6 | outage_line_7
0.96836 | -1.8921 | 0 | 0 | Allinge | Scenario_6 | outage_line_7
0.95021 | -1.9976 | 0 | 0 | Svaneke | Scenario_6 | outage_line_7
0.94919 | -1.9734 | 0 | 0 | Nexo | Scenario_6 | outage_line_7
0.9492 | -1.9225 | 0 | 0 | Bodilsker | Scenario_6 | outage_line_7
0.94872 | -1.9374 | 0 | 0 | Poulsker | Scenario_6 | outage_line_7
0.93829 | -1.7197 | 0 | 0 | Aakirkeby | Scenario_6 | outage_line_7
0.95133 | -1.9904 | 0 | 0 | Dalslunde | Scenario_6 | outage_line_7
0.95814 | -2.0437 | 0 | 0 | Osterlars | Scenario_6 | outage_line_7
0.96917 | -1.9147 | 0 | 0 | Olsker | Scenario_6 | outage_line_7
0.95796 | -2.0624 | 0 | 0 | Gudhjem | Scenario_6 | outage_line_7
0.92926 | -1.516 | 0 | 0 | Viadukten A | Scenario_6 | outage_line_7
|  | 0 | 0 | Viadukten B | Scenario_6 | outage_line_7
0.92936 | -1.5175 | 0 | 0 | Ronne Syd | Scenario_6 | outage_line_7
|  | 0 | 0 | Vaerket A | Scenario_6 | outage_line_7
|  | 0 | 0 | Vaerket B | Scenario_6 | outage_line_7
|  | 0 | 0 | Vesthavnen | Scenario_6 | outage_line_7
0.92926 | -1.516 | 0 | 0 | Auxiliary bus Viadukten 1 | Scenario_6 | outage_line_7
0.92926 | -1.516 | 0 | 0 | Auxiliary bus Viadukten 2 | Scenario_6 | outage_line_7
0.92926 | -1.516 | 0 | 0 | Auxiliary bus Viadukten 3 | Scenario_6 | outage_line_7
0.99856 | -1.3905 | 0 | 0 | BOR HAS split 1 | Scenario_6 | outage_line_7
0.99839 | -1.4022 | 0 | 0 | BOR HAS split 2 | Scenario_6 | outage_line_7
0.99962 | -1.1485 | 0 | 0 | Borrby | Scenario_6 | outage_line_7
0.91 | 0 | -10.4285 | 1.9199 | Tomelilla | Scenario_6 | outage_line_7
|  | 0 | 0 | Vaerket Blok 6 | Scenario_6 | outage_line_7
|  | 0 | 0 | Vaerket Blok 5 | Scenario_6 | outage_line_7
|  | 0 | 0 | Vaerket Diesler | Scenario_6 | outage_line_7
|  | 0 | 0 | Vaer N | Scenario_6 | outage_line_7
|  | 0 | 0 | Dampværk A | Scenario_6 | outage_line_7
|  | 0 | 0 | Dampværk B | Scenario_6 | outage_line_7
|  | 0 | 0 | Aux bus trafo DMP | Scenario_6 | outage_line_7
|  | 0 | 0 | Aux bus trafo DMP 2 | Scenario_6 | outage_line_7
|  | 0 | 0 | Snorrebakken 10 kV | Scenario_6 | outage_line_7
0.97815 | -1.7825 | 0 | 0 | Aux bus trafo HASLE | Scenario_6 | outage_line_7
0.97815 | -1.7825 | 0 | 0 | Aux bus trafo HASLE | Scenario_6 | outage_line_7
1.0156 | -2.9366 | 2.2057 | 0.77875 | Hasle 10 kV | Scenario_6 | outage_line_7
0.96556 | -3.4927 | 1.542 | 0.11392 | Olsker 10 kV | Scenario_6 | outage_line_7
0.99848 | -2.5896 | 1.6103 | 0.77571 | Østerlars 10 kV | Scenario_6 | outage_line_7
0.97708 | -1.9034 | 0.73576 | 1.2744 | Åkirkeby 10 kV | Scenario_6 | outage_line_7
0.9928 | -2.9516 | 1.8987 | 0.083807 | Nexø 10 kV | Scenario_6 | outage_line_7
1 | 0 | -4.1504 | -0.53487 | Bodilsker 10 kV | Scenario_6 | outage_line_7
0.92258 | -1.8591 | 0.97217 | 5.0885 | Rønne Syd 10 kV | Scenario_6 | outage_line_7
0.98773 | -2.6148 | 1.5746 | 2.7273 | Allinge 10 kV | Scenario_6 | outage_line_7
0.98574 | -2.4665 | 0.94775 | 0.96671 | Svaneke 10 kV | Scenario_6 | outage_line_7
0.96323 | -1.8056 | 0.6233 | 1.0796 | Viadukten 10 kV | Scenario_6 | outage_line_7
0.92926 | -1.516 | 0 | 0 | Auxiliary bus Viadukten 4 | Scenario_6 | outage_line_7
|  | 0 | 0 | Rønne Nord 10 kV | Scenario_6 | outage_line_7
0.98814 | -2.5641 | 1.2448 | 0.51922 | Poulsker 10 kV | Scenario_6 | outage_line_7
|  | 0 | 0 | Vesthavnen 10 kV | Scenario_6 | outage_line_7
0.95468 | -2.7568 | 0.68597 | 0.14931 | Gudhjem 10 kV | Scenario_6 | outage_line_7
0.98033 | -1.7284 | 0 | 0 | Hasle A | Scenario_6 | outage_line_8
|  | 0 | 0 | Hasle B | Scenario_6 | outage_line_8
|  | 0 | 0 | Snorrebakken | Scenario_6 | outage_line_8
|  | 0 | 0 | Olsker | Scenario_6 | outage_line_8
|  | 0 | 0 | Ronne Nord | Scenario_6 | outage_line_8
0.98095 | -1.7236 | 0 | 0 | BOR-HAS split 3 | Scenario_6 | outage_line_8
0.97103 | -1.8288 | 0 | 0 | Allinge | Scenario_6 | outage_line_8
0.95451 | -1.9016 | 0 | 0 | Svaneke | Scenario_6 | outage_line_8
0.95358 | -1.8759 | 0 | 0 | Nexo | Scenario_6 | outage_line_8
0.95364 | -1.8248 | 0 | 0 | Bodilsker | Scenario_6 | outage_line_8
0.95316 | -1.8397 | 0 | 0 | Poulsker | Scenario_6 | outage_line_8
0.94426 | -1.6183 | 0 | 0 | Aakirkeby | Scenario_6 | outage_line_8
0.95556 | -1.8954 | 0 | 0 | Dalslunde | Scenario_6 | outage_line_8
0.9617 | -1.9621 | 0 | 0 | Osterlars | Scenario_6 | outage_line_8
0.97184 | -1.8512 | 0 | 0 | Olsker | Scenario_6 | outage_line_8
0.96152 | -1.9807 | 0 | 0 | Gudhjem | Scenario_6 | outage_line_8
|  | 0 | 0 | Viadukten A | Scenario_6 | outage_line_8
|  | 0 | 0 | Viadukten B | Scenario_6 | outage_line_8
0.93686 | -1.4129 | 0 | 0 | Ronne Syd | Scenario_6 | outage_line_8
|  | 0 | 0 | Vaerket A | Scenario_6 | outage_line_8
|  | 0 | 0 | Vaerket B | Scenario_6 | outage_line_8
|  | 0 | 0 | Vesthavnen | Scenario_6 | outage_line_8
|  | 0 | 0 | Auxiliary bus Viadukten 1 | Scenario_6 | outage_line_8
|  | 0 | 0 | Auxiliary bus Viadukten 2 | Scenario_6 | outage_line_8
|  | 0 | 0 | Auxiliary bus Viadukten 3 | Scenario_6 | outage_line_8
0.99956 | -1.3346 | 0 | 0 | BOR HAS split 1 | Scenario_6 | outage_line_8
0.99941 | -1.3462 | 0 | 0 | BOR HAS split 2 | Scenario_6 | outage_line_8
1.0004 | -1.0994 | 0 | 0 | Borrby | Scenario_6 | outage_line_8
0.91 | 0 | -9.9666 | 2.3172 | Tomelilla | Scenario_6 | outage_line_8
|  | 0 | 0 | Vaerket Blok 6 | Scenario_6 | outage_line_8
|  | 0 | 0 | Vaerket Blok 5 | Scenario_6 | outage_line_8
|  | 0 | 0 | Vaerket Diesler | Scenario_6 | outage_line_8
|  | 0 | 0 | Vaer N | Scenario_6 | outage_line_8
|  | 0 | 0 | Dampværk A | Scenario_6 | outage_line_8
|  | 0 | 0 | Dampværk B | Scenario_6 | outage_line_8
|  | 0 | 0 | Aux bus trafo DMP | Scenario_6 | outage_line_8
|  | 0 | 0 | Aux bus trafo DMP 2 | Scenario_6 | outage_line_8
|  | 0 | 0 | Snorrebakken 10 kV | Scenario_6 | outage_line_8
0.98033 | -1.7284 | 0 | 0 | Aux bus trafo HASLE | Scenario_6 | outage_line_8
0.98033 | -1.7284 | 0 | 0 | Aux bus trafo HASLE | Scenario_6 | outage_line_8
1.0179 | -2.8773 | 2.2057 | 0.77875 | Hasle 10 kV | Scenario_6 | outage_line_8
0.96824 | -3.4206 | 1.542 | 0.11392 | Olsker 10 kV | Scenario_6 | outage_line_8
1.0022 | -2.5039 | 1.6103 | 0.77571 | Østerlars 10 kV | Scenario_6 | outage_line_8
0.98337 | -1.7997 | 0.73576 | 1.2744 | Åkirkeby 10 kV | Scenario_6 | outage_line_8
0.99741 | -2.8451 | 1.8987 | 0.083807 | Nexø 10 kV | Scenario_6 | outage_line_8
1 | 0 | -3.9248 | 0.031758 | Bodilsker 10 kV | Scenario_6 | outage_line_8
0.9303 | -1.7465 | 0.97217 | 5.1457 | Rønne Syd 10 kV | Scenario_6 | outage_line_8
0.9906 | -2.5474 | 1.5746 | 2.7273 | Allinge 10 kV | Scenario_6 | outage_line_8
0.99029 | -2.3662 | 0.94775 | 0.96671 | Svaneke 10 kV | Scenario_6 | outage_line_8
|  | 0 | 0 | Viadukten 10 kV | Scenario_6 | outage_line_8
|  | 0 | 0 | Auxiliary bus Viadukten 4 | Scenario_6 | outage_line_8
|  | 0 | 0 | Rønne Nord 10 kV | Scenario_6 | outage_line_8
0.99282 | -2.4605 | 1.2448 | 0.51922 | Poulsker 10 kV | Scenario_6 | outage_line_8
|  | 0 | 0 | Vesthavnen 10 kV | Scenario_6 | outage_line_8
0.95825 | -2.6699 | 0.68597 | 0.14931 | Gudhjem 10 kV | Scenario_6 | outage_line_8
0.99261 | -1.7412 | 0 | 0 | Hasle A | Scenario_6 | outage_line_9
|  | 0 | 0 | Hasle B | Scenario_6 | outage_line_9
|  | 0 | 0 | Snorrebakken | Scenario_6 | outage_line_9
|  | 0 | 0 | Olsker | Scenario_6 | outage_line_9
|  | 0 | 0 | Ronne Nord | Scenario_6 | outage_line_9
0.99308 | -1.7337 | 0 | 0 | BOR-HAS split 3 | Scenario_6 | outage_line_9
0.98591 | -1.8608 | 0 | 0 | Allinge | Scenario_6 | outage_line_9
0.9782 | -2.0072 | 0 | 0 | Svaneke | Scenario_6 | outage_line_9
0.97775 | -1.9879 | 0 | 0 | Nexo | Scenario_6 | outage_line_9
0.97802 | -1.943 | 0 | 0 | Bodilsker | Scenario_6 | outage_line_9
0.97756 | -1.9576 | 0 | 0 | Poulsker | Scenario_6 | outage_line_9
0.97598 | -1.9344 | 0 | 0 | Aakirkeby | Scenario_6 | outage_line_9
0.97885 | -1.9956 | 0 | 0 | Dalslunde | Scenario_6 | outage_line_9
0.9814 | -2.0301 | 0 | 0 | Osterlars | Scenario_6 | outage_line_9
0.98671 | -1.8824 | 0 | 0 | Olsker | Scenario_6 | outage_line_9
0.98123 | -2.0485 | 0 | 0 | Gudhjem | Scenario_6 | outage_line_9
|  | 0 | 0 | Viadukten A | Scenario_6 | outage_line_9
|  | 0 | 0 | Viadukten B | Scenario_6 | outage_line_9
|  | 0 | 0 | Ronne Syd | Scenario_6 | outage_line_9
|  | 0 | 0 | Vaerket A | Scenario_6 | outage_line_9
|  | 0 | 0 | Vaerket B | Scenario_6 | outage_line_9
|  | 0 | 0 | Vesthavnen | Scenario_6 | outage_line_9
|  | 0 | 0 | Auxiliary bus Viadukten 1 | Scenario_6 | outage_line_9
|  | 0 | 0 | Auxiliary bus Viadukten 2 | Scenario_6 | outage_line_9
|  | 0 | 0 | Auxiliary bus Viadukten 3 | Scenario_6 | outage_line_9
1.0064 | -1.1925 | 0 | 0 | BOR HAS split 1 | Scenario_6 | outage_line_9
1.0063 | -1.2054 | 0 | 0 | BOR HAS split 2 | Scenario_6 | outage_line_9
1.0059 | -0.96216 | 0 | 0 | Borrby | Scenario_6 | outage_line_9
0.91 | 0 | -8.6157 | 5.1654 | Tomelilla | Scenario_6 | outage_line_9
|  | 0 | 0 | Vaerket Blok 6 | Scenario_6 | outage_line_9
|  | 0 | 0 | Vaerket Blok 5 | Scenario_6 | outage_line_9
|  | 0 | 0 | Vaerket Diesler | Scenario_6 | outage_line_9
|  | 0 | 0 | Vaer N | Scenario_6 | outage_line_9
|  | 0 | 0 | Dampværk A | Scenario_6 | outage_line_9
|  | 0 | 0 | Dampværk B | Scenario_6 | outage_line_9
|  | 0 | 0 | Aux bus trafo DMP | Scenario_6 | outage_line_9
|  | 0 | 0 | Aux bus trafo DMP 2 | Scenario_6 | outage_line_9
|  | 0 | 0 | Snorrebakken 10 kV | Scenario_6 | outage_line_9
0.99261 | -1.7412 | 0 | 0 | Aux bus trafo HASLE | Scenario_6 | outage_line_9
0.99261 | -1.7412 | 0 | 0 | Aux bus trafo HASLE | Scenario_6 | outage_line_9
1.0308 | -2.8615 | 2.2057 | 0.77875 | Hasle 10 kV | Scenario_6 | outage_line_9
0.98317 | -3.4046 | 1.542 | 0.11392 | Olsker 10 kV | Scenario_6 | outage_line_9
1.023 | -2.5503 | 1.6103 | 0.77571 | Østerlars 10 kV | Scenario_6 | outage_line_9
1.0168 | -2.1042 | 0.73576 | 1.2744 | Åkirkeby 10 kV | Scenario_6 | outage_line_9
1.0228 | -2.9098 | 1.8987 | 0.083807 | Nexø 10 kV | Scenario_6 | outage_line_9
1 | 0 | -4.0937 | 3.1858 | Bodilsker 10 kV | Scenario_6 | outage_line_9
|  | 0 | 0 | Rønne Syd 10 kV | Scenario_6 | outage_line_9
1.0066 | -2.5573 | 1.5746 | 2.7273 | Allinge 10 kV | Scenario_6 | outage_line_9
1.0153 | -2.4494 | 0.94775 | 0.96671 | Svaneke 10 kV | Scenario_6 | outage_line_9
|  | 0 | 0 | Viadukten 10 kV | Scenario_6 | outage_line_9
|  | 0 | 0 | Auxiliary bus Viadukten 4 | Scenario_6 | outage_line_9
|  | 0 | 0 | Rønne Nord 10 kV | Scenario_6 | outage_line_9
1.0185 | -2.5476 | 1.2448 | 0.51922 | Poulsker 10 kV | Scenario_6 | outage_line_9
|  | 0 | 0 | Vesthavnen 10 kV | Scenario_6 | outage_line_9
0.97802 | -2.7102 | 0.68597 | 0.14931 | Gudhjem 10 kV | Scenario_6 | outage_line_9
0.99551 | -1.6869 | 0 | 0 | Hasle A | Scenario_6 | outage_line_10
|  | 0 | 0 | Hasle B | Scenario_6 | outage_line_10
|  | 0 | 0 | Snorrebakken | Scenario_6 | outage_line_10
|  | 0 | 0 | Olsker | Scenario_6 | outage_line_10
|  | 0 | 0 | Ronne Nord | Scenario_6 | outage_line_10
0.99594 | -1.6795 | 0 | 0 | BOR-HAS split 3 | Scenario_6 | outage_line_10
0.98945 | -1.7983 | 0 | 0 | Allinge | Scenario_6 | outage_line_10
0.98388 | -1.9163 | 0 | 0 | Svaneke | Scenario_6 | outage_line_10
0.98355 | -1.8958 | 0 | 0 | Nexo | Scenario_6 | outage_line_10
0.98387 | -1.851 | 0 | 0 | Bodilsker | Scenario_6 | outage_line_10
0.98342 | -1.8655 | 0 | 0 | Poulsker | Scenario_6 | outage_line_10
|  | 0 | 0 | Aakirkeby | Scenario_6 | outage_line_10
0.98444 | -1.9054 | 0 | 0 | Dalslunde | Scenario_6 | outage_line_10
0.98611 | -1.9514 | 0 | 0 | Osterlars | Scenario_6 | outage_line_10
0.99024 | -1.8197 | 0 | 0 | Olsker | Scenario_6 | outage_line_10
0.98594 | -1.9697 | 0 | 0 | Gudhjem | Scenario_6 | outage_line_10
|  | 0 | 0 | Viadukten A | Scenario_6 | outage_line_10
|  | 0 | 0 | Viadukten B | Scenario_6 | outage_line_10
|  | 0 | 0 | Ronne Syd | Scenario_6 | outage_line_10
|  | 0 | 0 | Vaerket A | Scenario_6 | outage_line_10
|  | 0 | 0 | Vaerket B | Scenario_6 | outage_line_10
|  | 0 | 0 | Vesthavnen | Scenario_6 | outage_line_10
|  | 0 | 0 | Auxiliary bus Viadukten 1 | Scenario_6 | outage_line_10
|  | 0 | 0 | Auxiliary bus Viadukten 2 | Scenario_6 | outage_line_10
|  | 0 | 0 | Auxiliary bus Viadukten 3 | Scenario_6 | outage_line_10
1.0078 | -1.128 | 0 | 0 | BOR HAS split 1 | Scenario_6 | outage_line_10
1.0077 | -1.1409 | 0 | 0 | BOR HAS split 2 | Scenario_6 | outage_line_10
1.007 | -0.90473 | 0 | 0 | Borrby | Scenario_6 | outage_line_10
0.91 | 0 | -8.0679 | 5.7244 | Tomelilla | Scenario_6 | outage_line_10
|  | 0 | 0 | Vaerket Blok 6 | Scenario_6 | outage_line_10
|  | 0 | 0 | Vaerket Blok 5 | Scenario_6 | outage_line_10
|  | 0 | 0 | Vaerket Diesler | Scenario_6 | outage_line_10
|  | 0 | 0 | Vaer N | Scenario_6 | outage_line_10
|  | 0 | 0 | Dampværk A | Scenario_6 | outage_line_10
|  | 0 | 0 | Dampværk B | Scenario_6 | outage_line_10
|  | 0 | 0 | Aux bus trafo DMP | Scenario_6 | outage_line_10
|  | 0 | 0 | Aux bus trafo DMP 2 | Scenario_6 | outage_line_10
|  | 0 | 0 | Snorrebakken 10 kV | Scenario_6 | outage_line_10
0.99551 | -1.6869 | 0 | 0 | Aux bus trafo HASLE | Scenario_6 | outage_line_10
0.99551 | -1.6869 | 0 | 0 | Aux bus trafo HASLE | Scenario_6 | outage_line_10
1.0339 | -2.8007 | 2.2057 | 0.77875 | Hasle 10 kV | Scenario_6 | outage_line_10
0.98671 | -3.3311 | 1.542 | 0.11392 | Olsker 10 kV | Scenario_6 | outage_line_10
1.0279 | -2.4665 | 1.6103 | 0.77571 | Østerlars 10 kV | Scenario_6 | outage_line_10
|  | 0 | 0 | Åkirkeby 10 kV | Scenario_6 | outage_line_10
1.0289 | -2.8068 | 1.8987 | 0.083807 | Nexø 10 kV | Scenario_6 | outage_line_10
1 | 0 | -3.8694 | 3.9363 | Bodilsker 10 kV | Scenario_6 | outage_line_10
|  | 0 | 0 | Rønne Syd 10 kV | Scenario_6 | outage_line_10
1.0104 | -2.4897 | 1.5746 | 2.7273 | Allinge 10 kV | Scenario_6 | outage_line_10
1.0213 | -2.3532 | 0.94775 | 0.96671 | Svaneke 10 kV | Scenario_6 | outage_line_10
|  | 0 | 0 | Viadukten 10 kV | Scenario_6 | outage_line_10
|  | 0 | 0 | Auxiliary bus Viadukten 4 | Scenario_6 | outage_line_10
|  | 0 | 0 | Rønne Nord 10 kV | Scenario_6 | outage_line_10
1.0247 | -2.4485 | 1.2448 | 0.51922 | Poulsker 10 kV | Scenario_6 | outage_line_10
|  | 0 | 0 | Vesthavnen 10 kV | Scenario_6 | outage_line_10
0.98274 | -2.625 | 0.68597 | 0.14931 | Gudhjem 10 kV | Scenario_6 | outage_line_10
0.99538 | -1.5379 | 0 | 0 | Hasle A | Scenario_6 | outage_line_11
|  | 0 | 0 | Hasle B | Scenario_6 | outage_line_11
|  | 0 | 0 | Snorrebakken | Scenario_6 | outage_line_11
|  | 0 | 0 | Olsker | Scenario_6 | outage_line_11
|  | 0 | 0 | Ronne Nord | Scenario_6 | outage_line_11
0.9958 | -1.5324 | 0 | 0 | BOR-HAS split 3 | Scenario_6 | outage_line_11
0.98934 | -1.6162 | 0 | 0 | Allinge | Scenario_6 | outage_line_11
0.98386 | -1.6158 | 0 | 0 | Svaneke | Scenario_6 | outage_line_11
0.98354 | -1.5886 | 0 | 0 | Nexo | Scenario_6 | outage_line_11
0.98388 | -1.5405 | 0 | 0 | Bodilsker | Scenario_6 | outage_line_11
|  | 0 | 0 | Poulsker | Scenario_6 | outage_line_11
|  | 0 | 0 | Aakirkeby | Scenario_6 | outage_line_11
0.9844 | -1.6102 | 0 | 0 | Dalslunde | Scenario_6 | outage_line_11
0.98604 | -1.7052 | 0 | 0 | Osterlars | Scenario_6 | outage_line_11
0.99013 | -1.6376 | 0 | 0 | Olsker | Scenario_6 | outage_line_11
0.98587 | -1.7235 | 0 | 0 | Gudhjem | Scenario_6 | outage_line_11
|  | 0 | 0 | Viadukten A | Scenario_6 | outage_line_11
|  | 0 | 0 | Viadukten B | Scenario_6 | outage_line_11
|  | 0 | 0 | Ronne Syd | Scenario_6 | outage_line_11
|  | 0 | 0 | Vaerket A | Scenario_6 | outage_line_11
|  | 0 | 0 | Vaerket B | Scenario_6 | outage_line_11
|  | 0 | 0 | Vesthavnen | Scenario_6 | outage_line_11
|  | 0 | 0 | Auxiliary bus Viadukten 1 | Scenario_6 | outage_line_11
|  | 0 | 0 | Auxiliary bus Viadukten 2 | Scenario_6 | outage_line_11
|  | 0 | 0 | Auxiliary bus Viadukten 3 | Scenario_6 | outage_line_11
1.0071 | -1.0485 | 0 | 0 | BOR HAS split 1 | Scenario_6 | outage_line_11
1.0071 | -1.0605 | 0 | 0 | BOR HAS split 2 | Scenario_6 | outage_line_11
1.0064 | -0.84059 | 0 | 0 | Borrby | Scenario_6 | outage_line_11
0.91 | 0 | -7.4885 | 5.3973 | Tomelilla | Scenario_6 | outage_line_11
|  | 0 | 0 | Vaerket Blok 6 | Scenario_6 | outage_line_11
|  | 0 | 0 | Vaerket Blok 5 | Scenario_6 | outage_line_11
|  | 0 | 0 | Vaerket Diesler | Scenario_6 | outage_line_11
|  | 0 | 0 | Vaer N | Scenario_6 | outage_line_11
|  | 0 | 0 | Dampværk A | Scenario_6 | outage_line_11
|  | 0 | 0 | Dampværk B | Scenario_6 | outage_line_11
|  | 0 | 0 | Aux bus trafo DMP | Scenario_6 | outage_line_11
|  | 0 | 0 | Aux bus trafo DMP 2 | Scenario_6 | outage_line_11
|  | 0 | 0 | Snorrebakken 10 kV | Scenario_6 | outage_line_11
0.99538 | -1.5379 | 0 | 0 | Aux bus trafo HASLE | Scenario_6 | outage_line_11
0.99538 | -1.5379 | 0 | 0 | Aux bus trafo HASLE | Scenario_6 | outage_line_11
1.0338 | -2.6519 | 2.2057 | 0.77875 | Hasle 10 kV | Scenario_6 | outage_line_11
0.9866 | -3.1492 | 1.542 | 0.11392 | Olsker 10 kV | Scenario_6 | outage_line_11
1.0279 | -2.2204 | 1.6103 | 0.77571 | Østerlars 10 kV | Scenario_6 | outage_line_11
|  | 0 | 0 | Åkirkeby 10 kV | Scenario_6 | outage_line_11
1.0289 | -2.4996 | 1.8987 | 0.083807 | Nexø 10 kV | Scenario_6 | outage_line_11
1 | 0 | -3.1811 | 3.915 | Bodilsker 10 kV | Scenario_6 | outage_line_11
|  | 0 | 0 | Rønne Syd 10 kV | Scenario_6 | outage_line_11
1.0103 | -2.3077 | 1.5746 | 2.7273 | Allinge 10 kV | Scenario_6 | outage_line_11
1.0213 | -2.0528 | 0.94775 | 0.96671 | Svaneke 10 kV | Scenario_6 | outage_line_11
|  | 0 | 0 | Viadukten 10 kV | Scenario_6 | outage_line_11
|  | 0 | 0 | Auxiliary bus Viadukten 4 | Scenario_6 | outage_line_11
|  | 0 | 0 | Rønne Nord 10 kV | Scenario_6 | outage_line_11
|  | 0 | 0 | Poulsker 10 kV | Scenario_6 | outage_line_11
|  | 0 | 0 | Vesthavnen 10 kV | Scenario_6 | outage_line_11
0.98268 | -2.3789 | 0.68597 | 0.14931 | Gudhjem 10 kV | Scenario_6 | outage_line_11
0.9943 | -1.5452 | 0 | 0 | Hasle A | Scenario_6 | outage_line_12
|  | 0 | 0 | Hasle B | Scenario_6 | outage_line_12
|  | 0 | 0 | Snorrebakken | Scenario_6 | outage_line_12
|  | 0 | 0 | Olsker | Scenario_6 | outage_line_12
|  | 0 | 0 | Ronne Nord | Scenario_6 | outage_line_12
0.99473 | -1.5398 | 0 | 0 | BOR-HAS split 3 | Scenario_6 | outage_line_12
0.98802 | -1.6236 | 0 | 0 | Allinge | Scenario_6 | outage_line_12
0.98139 | -1.6938 | 0 | 0 | Svaneke | Scenario_6 | outage_line_12
0.98056 | -1.7581 | 0 | 0 | Nexo | Scenario_6 | outage_line_12
0.98159 | -1.4732 | 0 | 0 | Bodilsker | Scenario_6 | outage_line_12
|  | 0 | 0 | Poulsker | Scenario_6 | outage_line_12
|  | 0 | 0 | Aakirkeby | Scenario_6 | outage_line_12
0.98233 | -1.6178 | 0 | 0 | Dalslunde | Scenario_6 | outage_line_12
0.98429 | -1.713 | 0 | 0 | Osterlars | Scenario_6 | outage_line_12
0.98881 | -1.6451 | 0 | 0 | Olsker | Scenario_6 | outage_line_12
0.98412 | -1.7313 | 0 | 0 | Gudhjem | Scenario_6 | outage_line_12
|  | 0 | 0 | Viadukten A | Scenario_6 | outage_line_12
|  | 0 | 0 | Viadukten B | Scenario_6 | outage_line_12
|  | 0 | 0 | Ronne Syd | Scenario_6 | outage_line_12
|  | 0 | 0 | Vaerket A | Scenario_6 | outage_line_12
|  | 0 | 0 | Vaerket B | Scenario_6 | outage_line_12
|  | 0 | 0 | Vesthavnen | Scenario_6 | outage_line_12
|  | 0 | 0 | Auxiliary bus Viadukten 1 | Scenario_6 | outage_line_12
|  | 0 | 0 | Auxiliary bus Viadukten 2 | Scenario_6 | outage_line_12
|  | 0 | 0 | Auxiliary bus Viadukten 3 | Scenario_6 | outage_line_12
1.0066 | -1.0655 | 0 | 0 | BOR HAS split 1 | Scenario_6 | outage_line_12
1.0065 | -1.0775 | 0 | 0 | BOR HAS split 2 | Scenario_6 | outage_line_12
1.006 | -0.85636 | 0 | 0 | Borrby | Scenario_6 | outage_line_12
0.91 | 0 | -7.642 | 5.1633 | Tomelilla | Scenario_6 | outage_line_12
|  | 0 | 0 | Vaerket Blok 6 | Scenario_6 | outage_line_12
|  | 0 | 0 | Vaerket Blok 5 | Scenario_6 | outage_line_12
|  | 0 | 0 | Vaerket Diesler | Scenario_6 | outage_line_12
|  | 0 | 0 | Vaer N | Scenario_6 | outage_line_12
|  | 0 | 0 | Dampværk A | Scenario_6 | outage_line_12
|  | 0 | 0 | Dampværk B | Scenario_6 | outage_line_12
|  | 0 | 0 | Aux bus trafo DMP | Scenario_6 | outage_line_12
|  | 0 | 0 | Aux bus trafo DMP 2 | Scenario_6 | outage_line_12
|  | 0 | 0 | Snorrebakken 10 kV | Scenario_6 | outage_line_12
0.9943 | -1.5452 | 0 | 0 | Aux bus trafo HASLE | Scenario_6 | outage_line_12
0.9943 | -1.5452 | 0 | 0 | Aux bus trafo HASLE | Scenario_6 | outage_line_12
1.0326 | -2.6617 | 2.2057 | 0.77875 | Hasle 10 kV | Scenario_6 | outage_line_12
0.98528 | -3.1608 | 1.542 | 0.11392 | Olsker 10 kV | Scenario_6 | outage_line_12
1.026 | -2.2301 | 1.6103 | 0.77571 | Østerlars 10 kV | Scenario_6 | outage_line_12
|  | 0 | 0 | Åkirkeby 10 kV | Scenario_6 | outage_line_12
1.0257 | -2.6747 | 1.8987 | 0.083807 | Nexø 10 kV | Scenario_6 | outage_line_12
1 | 0 | -3.0425 | 3.6145 | Bodilsker 10 kV | Scenario_6 | outage_line_12
|  | 0 | 0 | Rønne Syd 10 kV | Scenario_6 | outage_line_12
1.0089 | -2.317 | 1.5746 | 2.7273 | Allinge 10 kV | Scenario_6 | outage_line_12
1.0187 | -2.133 | 0.94775 | 0.96671 | Svaneke 10 kV | Scenario_6 | outage_line_12
|  | 0 | 0 | Viadukten 10 kV | Scenario_6 | outage_line_12
|  | 0 | 0 | Auxiliary bus Viadukten 4 | Scenario_6 | outage_line_12
|  | 0 | 0 | Rønne Nord 10 kV | Scenario_6 | outage_line_12
|  | 0 | 0 | Poulsker 10 kV | Scenario_6 | outage_line_12
|  | 0 | 0 | Vesthavnen 10 kV | Scenario_6 | outage_line_12
0.98092 | -2.3891 | 0.68597 | 0.14931 | Gudhjem 10 kV | Scenario_6 | outage_line_12
1.0018 | -2.5531 | 0 | 0 | Hasle A | Scenario_6 | outage_line_13
|  | 0 | 0 | Hasle B | Scenario_6 | outage_line_13
|  | 0 | 0 | Snorrebakken | Scenario_6 | outage_line_13
|  | 0 | 0 | Olsker | Scenario_6 | outage_line_13
|  | 0 | 0 | Ronne Nord | Scenario_6 | outage_line_13
1.0022 | -2.5338 | 0 | 0 | BOR-HAS split 3 | Scenario_6 | outage_line_13
0.99681 | -2.8631 | 0 | 0 | Allinge | Scenario_6 | outage_line_13
0.99448 | -3.7205 | 0 | 0 | Svaneke | Scenario_6 | outage_line_13
0.99367 | -3.7839 | 0 | 0 | Nexo | Scenario_6 | outage_line_13
0.95433 | 0.00077332 | 0 | 0 | Bodilsker | Scenario_6 | outage_line_13
|  | 0 | 0 | Poulsker | Scenario_6 | outage_line_13
|  | 0 | 0 | Aakirkeby | Scenario_6 | outage_line_13
0.99539 | -3.645 | 0 | 0 | Dalslunde | Scenario_6 | outage_line_13
0.99551 | -3.398 | 0 | 0 | Osterlars | Scenario_6 | outage_line_13
0.99759 | -2.8841 | 0 | 0 | Olsker | Scenario_6 | outage_line_13
0.99534 | -3.4162 | 0 | 0 | Gudhjem | Scenario_6 | outage_line_13
|  | 0 | 0 | Viadukten A | Scenario_6 | outage_line_13
|  | 0 | 0 | Viadukten B | Scenario_6 | outage_line_13
|  | 0 | 0 | Ronne Syd | Scenario_6 | outage_line_13
|  | 0 | 0 | Vaerket A | Scenario_6 | outage_line_13
|  | 0 | 0 | Vaerket B | Scenario_6 | outage_line_13
|  | 0 | 0 | Vesthavnen | Scenario_6 | outage_line_13
|  | 0 | 0 | Auxiliary bus Viadukten 1 | Scenario_6 | outage_line_13
|  | 0 | 0 | Auxiliary bus Viadukten 2 | Scenario_6 | outage_line_13
|  | 0 | 0 | Auxiliary bus Viadukten 3 | Scenario_6 | outage_line_13
1.0144 | -1.5256 | 0 | 0 | BOR HAS split 1 | Scenario_6 | outage_line_13
1.0144 | -1.5444 | 0 | 0 | BOR HAS split 2 | Scenario_6 | outage_line_13
1.0129 | -1.2158 | 0 | 0 | Borrby | Scenario_6 | outage_line_13
0.91 | 0 | -10.8427 | 8.8745 | Tomelilla | Scenario_6 | outage_line_13
|  | 0 | 0 | Vaerket Blok 6 | Scenario_6 | outage_line_13
|  | 0 | 0 | Vaerket Blok 5 | Scenario_6 | outage_line_13
|  | 0 | 0 | Vaerket Diesler | Scenario_6 | outage_line_13
|  | 0 | 0 | Vaer N | Scenario_6 | outage_line_13
|  | 0 | 0 | Dampværk A | Scenario_6 | outage_line_13
|  | 0 | 0 | Dampværk B | Scenario_6 | outage_line_13
|  | 0 | 0 | Aux bus trafo DMP | Scenario_6 | outage_line_13
|  | 0 | 0 | Aux bus trafo DMP 2 | Scenario_6 | outage_line_13
|  | 0 | 0 | Snorrebakken 10 kV | Scenario_6 | outage_line_13
1.0018 | -2.5531 | 0 | 0 | Aux bus trafo HASLE | Scenario_6 | outage_line_13
1.0018 | -2.5531 | 0 | 0 | Aux bus trafo HASLE | Scenario_6 | outage_line_13
1.0406 | -3.6528 | 2.2057 | 0.77875 | Hasle 10 kV | Scenario_6 | outage_line_13
0.9941 | -4.3731 | 1.542 | 0.11392 | Olsker 10 kV | Scenario_6 | outage_line_13
1.0378 | -3.9034 | 1.6103 | 0.77571 | Østerlars 10 kV | Scenario_6 | outage_line_13
|  | 0 | 0 | Åkirkeby 10 kV | Scenario_6 | outage_line_13
1.0395 | -4.6764 | 1.8987 | 0.083807 | Nexø 10 kV | Scenario_6 | outage_line_13
1 | 0 | -7.3771e-07 | -0.054657 | Bodilsker 10 kV | Scenario_6 | outage_line_13
|  | 0 | 0 | Rønne Syd 10 kV | Scenario_6 | outage_line_13
1.0183 | -3.544 | 1.5746 | 2.7273 | Allinge 10 kV | Scenario_6 | outage_line_13
1.0325 | -4.1481 | 0.94775 | 0.96671 | Svaneke 10 kV | Scenario_6 | outage_line_13
|  | 0 | 0 | Viadukten 10 kV | Scenario_6 | outage_line_13
|  | 0 | 0 | Auxiliary bus Viadukten 4 | Scenario_6 | outage_line_13
|  | 0 | 0 | Rønne Nord 10 kV | Scenario_6 | outage_line_13
|  | 0 | 0 | Poulsker 10 kV | Scenario_6 | outage_line_13
|  | 0 | 0 | Vesthavnen 10 kV | Scenario_6 | outage_line_13
0.99218 | -4.0592 | 0.68597 | 0.14931 | Gudhjem 10 kV | Scenario_6 | outage_line_13
1.0004 | -2.0113 | 0 | 0 | Hasle A | Scenario_6 | outage_line_14
|  | 0 | 0 | Hasle B | Scenario_6 | outage_line_14
|  | 0 | 0 | Snorrebakken | Scenario_6 | outage_line_14
|  | 0 | 0 | Olsker | Scenario_6 | outage_line_14
|  | 0 | 0 | Ronne Nord | Scenario_6 | outage_line_14
1.0008 | -1.999 | 0 | 0 | BOR-HAS split 3 | Scenario_6 | outage_line_14
0.99532 | -2.2006 | 0 | 0 | Allinge | Scenario_6 | outage_line_14
0.99287 | -2.5782 | 0 | 0 | Svaneke | Scenario_6 | outage_line_14
|  | 0 | 0 | Nexo | Scenario_6 | outage_line_14
0.95433 | 0.00077332 | 0 | 0 | Bodilsker | Scenario_6 | outage_line_14
|  | 0 | 0 | Poulsker | Scenario_6 | outage_line_14
|  | 0 | 0 | Aakirkeby | Scenario_6 | outage_line_14
0.99339 | -2.5726 | 0 | 0 | Dalslunde | Scenario_6 | outage_line_14
0.99374 | -2.5031 | 0 | 0 | Osterlars | Scenario_6 | outage_line_14
0.99611 | -2.2216 | 0 | 0 | Olsker | Scenario_6 | outage_line_14
0.99358 | -2.5213 | 0 | 0 | Gudhjem | Scenario_6 | outage_line_14
|  | 0 | 0 | Viadukten A | Scenario_6 | outage_line_14
|  | 0 | 0 | Viadukten B | Scenario_6 | outage_line_14
|  | 0 | 0 | Ronne Syd | Scenario_6 | outage_line_14
|  | 0 | 0 | Vaerket A | Scenario_6 | outage_line_14
|  | 0 | 0 | Vaerket B | Scenario_6 | outage_line_14
|  | 0 | 0 | Vesthavnen | Scenario_6 | outage_line_14
|  | 0 | 0 | Auxiliary bus Viadukten 1 | Scenario_6 | outage_line_14
|  | 0 | 0 | Auxiliary bus Viadukten 2 | Scenario_6 | outage_line_14
|  | 0 | 0 | Auxiliary bus Viadukten 3 | Scenario_6 | outage_line_14
1.0117 | -1.2459 | 0 | 0 | BOR HAS split 1 | Scenario_6 | outage_line_14
1.0116 | -1.2613 | 0 | 0 | BOR HAS split 2 | Scenario_6 | outage_line_14
1.0104 | -0.99133 | 0 | 0 | Borrby | Scenario_6 | outage_line_14
0.91 | 0 | -8.8076 | 7.502 | Tomelilla | Scenario_6 | outage_line_14
|  | 0 | 0 | Vaerket Blok 6 | Scenario_6 | outage_line_14
|  | 0 | 0 | Vaerket Blok 5 | Scenario_6 | outage_line_14
|  | 0 | 0 | Vaerket Diesler | Scenario_6 | outage_line_14
|  | 0 | 0 | Vaer N | Scenario_6 | outage_line_14
|  | 0 | 0 | Dampværk A | Scenario_6 | outage_line_14
|  | 0 | 0 | Dampværk B | Scenario_6 | outage_line_14
|  | 0 | 0 | Aux bus trafo DMP | Scenario_6 | outage_line_14
|  | 0 | 0 | Aux bus trafo DMP 2 | Scenario_6 | outage_line_14
|  | 0 | 0 | Snorrebakken 10 kV | Scenario_6 | outage_line_14
1.0004 | -2.0113 | 0 | 0 | Aux bus trafo HASLE | Scenario_6 | outage_line_14
1.0004 | -2.0113 | 0 | 0 | Aux bus trafo HASLE | Scenario_6 | outage_line_14
1.0391 | -3.114 | 2.2057 | 0.77875 | Hasle 10 kV | Scenario_6 | outage_line_14
0.99261 | -3.7151 | 1.542 | 0.11392 | Olsker 10 kV | Scenario_6 | outage_line_14
1.036 | -3.0103 | 1.6103 | 0.77571 | Østerlars 10 kV | Scenario_6 | outage_line_14
|  | 0 | 0 | Åkirkeby 10 kV | Scenario_6 | outage_line_14
|  | 0 | 0 | Nexø 10 kV | Scenario_6 | outage_line_14
1 | 0 | -7.3771e-07 | -0.054657 | Bodilsker 10 kV | Scenario_6 | outage_line_14
|  | 0 | 0 | Rønne Syd 10 kV | Scenario_6 | outage_line_14
1.0167 | -2.8836 | 1.5746 | 2.7273 | Allinge 10 kV | Scenario_6 | outage_line_14
1.0308 | -3.0073 | 0.94775 | 0.96671 | Svaneke 10 kV | Scenario_6 | outage_line_14
|  | 0 | 0 | Viadukten 10 kV | Scenario_6 | outage_line_14
|  | 0 | 0 | Auxiliary bus Viadukten 4 | Scenario_6 | outage_line_14
|  | 0 | 0 | Rønne Nord 10 kV | Scenario_6 | outage_line_14
|  | 0 | 0 | Poulsker 10 kV | Scenario_6 | outage_line_14
|  | 0 | 0 | Vesthavnen 10 kV | Scenario_6 | outage_line_14
0.9904 | -3.1666 | 0.68597 | 0.14931 | Gudhjem 10 kV | Scenario_6 | outage_line_14
1.0016 | -1.7962 | 0 | 0 | Hasle A | Scenario_6 | outage_line_15
|  | 0 | 0 | Hasle B | Scenario_6 | outage_line_15
|  | 0 | 0 | Snorrebakken | Scenario_6 | outage_line_15
|  | 0 | 0 | Olsker | Scenario_6 | outage_line_15
|  | 0 | 0 | Ronne Nord | Scenario_6 | outage_line_15
1.0019 | -1.7862 | 0 | 0 | BOR-HAS split 3 | Scenario_6 | outage_line_15
0.99675 | -1.9395 | 0 | 0 | Allinge | Scenario_6 | outage_line_15
|  | 0 | 0 | Svaneke | Scenario_6 | outage_line_15
|  | 0 | 0 | Nexo | Scenario_6 | outage_line_15
0.95433 | 0.00077332 | 0 | 0 | Bodilsker | Scenario_6 | outage_line_15
|  | 0 | 0 | Poulsker | Scenario_6 | outage_line_15
|  | 0 | 0 | Aakirkeby | Scenario_6 | outage_line_15
0.99578 | -2.1556 | 0 | 0 | Dalslunde | Scenario_6 | outage_line_15
0.99572 | -2.1533 | 0 | 0 | Osterlars | Scenario_6 | outage_line_15
0.99753 | -1.9605 | 0 | 0 | Olsker | Scenario_6 | outage_line_15
0.99556 | -2.1715 | 0 | 0 | Gudhjem | Scenario_6 | outage_line_15
|  | 0 | 0 | Viadukten A | Scenario_6 | outage_line_15
|  | 0 | 0 | Viadukten B | Scenario_6 | outage_line_15
|  | 0 | 0 | Ronne Syd | Scenario_6 | outage_line_15
|  | 0 | 0 | Vaerket A | Scenario_6 | outage_line_15
|  | 0 | 0 | Vaerket B | Scenario_6 | outage_line_15
|  | 0 | 0 | Vesthavnen | Scenario_6 | outage_line_15
|  | 0 | 0 | Auxiliary bus Viadukten 1 | Scenario_6 | outage_line_15
|  | 0 | 0 | Auxiliary bus Viadukten 2 | Scenario_6 | outage_line_15
|  | 0 | 0 | Auxiliary bus Viadukten 3 | Scenario_6 | outage_line_15
1.0115 | -1.1152 | 0 | 0 | BOR HAS split 1 | Scenario_6 | outage_line_15
1.0115 | -1.1294 | 0 | 0 | BOR HAS split 2 | Scenario_6 | outage_line_15
1.0101 | -0.88338 | 0 | 0 | Borrby | Scenario_6 | outage_line_15
0.91 | 0 | -7.8155 | 7.3324 | Tomelilla | Scenario_6 | outage_line_15
|  | 0 | 0 | Vaerket Blok 6 | Scenario_6 | outage_line_15
|  | 0 | 0 | Vaerket Blok 5 | Scenario_6 | outage_line_15
|  | 0 | 0 | Vaerket Diesler | Scenario_6 | outage_line_15
|  | 0 | 0 | Vaer N | Scenario_6 | outage_line_15
|  | 0 | 0 | Dampværk A | Scenario_6 | outage_line_15
|  | 0 | 0 | Dampværk B | Scenario_6 | outage_line_15
|  | 0 | 0 | Aux bus trafo DMP | Scenario_6 | outage_line_15
|  | 0 | 0 | Aux bus trafo DMP 2 | Scenario_6 | outage_line_15
|  | 0 | 0 | Snorrebakken 10 kV | Scenario_6 | outage_line_15
1.0016 | -1.7962 | 0 | 0 | Aux bus trafo HASLE | Scenario_6 | outage_line_15
1.0016 | -1.7962 | 0 | 0 | Aux bus trafo HASLE | Scenario_6 | outage_line_15
1.0403 | -2.8964 | 2.2057 | 0.77875 | Hasle 10 kV | Scenario_6 | outage_line_15
0.99403 | -3.4497 | 1.542 | 0.11392 | Olsker 10 kV | Scenario_6 | outage_line_15
1.038 | -2.6585 | 1.6103 | 0.77571 | Østerlars 10 kV | Scenario_6 | outage_line_15
|  | 0 | 0 | Åkirkeby 10 kV | Scenario_6 | outage_line_15
|  | 0 | 0 | Nexø 10 kV | Scenario_6 | outage_line_15
1 | 0 | -7.3771e-07 | -0.054657 | Bodilsker 10 kV | Scenario_6 | outage_line_15
|  | 0 | 0 | Rønne Syd 10 kV | Scenario_6 | outage_line_15
1.0183 | -2.6205 | 1.5746 | 2.7273 | Allinge 10 kV | Scenario_6 | outage_line_15
|  | 0 | 0 | Svaneke 10 kV | Scenario_6 | outage_line_15
|  | 0 | 0 | Viadukten 10 kV | Scenario_6 | outage_line_15
|  | 0 | 0 | Auxiliary bus Viadukten 4 | Scenario_6 | outage_line_15
|  | 0 | 0 | Rønne Nord 10 kV | Scenario_6 | outage_line_15
|  | 0 | 0 | Poulsker 10 kV | Scenario_6 | outage_line_15
|  | 0 | 0 | Vesthavnen 10 kV | Scenario_6 | outage_line_15
0.99239 | -2.8142 | 0.68597 | 0.14931 | Gudhjem 10 kV | Scenario_6 | outage_line_15
1.0012 | -1.7846 | 0 | 0 | Hasle A | Scenario_6 | outage_line_16
|  | 0 | 0 | Hasle B | Scenario_6 | outage_line_16
|  | 0 | 0 | Snorrebakken | Scenario_6 | outage_line_16
|  | 0 | 0 | Olsker | Scenario_6 | outage_line_16
|  | 0 | 0 | Ronne Nord | Scenario_6 | outage_line_16
1.0015 | -1.7749 | 0 | 0 | BOR-HAS split 3 | Scenario_6 | outage_line_16
0.99626 | -1.9249 | 0 | 0 | Allinge | Scenario_6 | outage_line_16
|  | 0 | 0 | Svaneke | Scenario_6 | outage_line_16
|  | 0 | 0 | Nexo | Scenario_6 | outage_line_16
0.95433 | 0.00077332 | 0 | 0 | Bodilsker | Scenario_6 | outage_line_16
|  | 0 | 0 | Poulsker | Scenario_6 | outage_line_16
|  | 0 | 0 | Aakirkeby | Scenario_6 | outage_line_16
|  | 0 | 0 | Dalslunde | Scenario_6 | outage_line_16
0.99509 | -2.1329 | 0 | 0 | Osterlars | Scenario_6 | outage_line_16
0.99705 | -1.9459 | 0 | 0 | Olsker | Scenario_6 | outage_line_16
0.99492 | -2.1511 | 0 | 0 | Gudhjem | Scenario_6 | outage_line_16
|  | 0 | 0 | Viadukten A | Scenario_6 | outage_line_16
|  | 0 | 0 | Viadukten B | Scenario_6 | outage_line_16
|  | 0 | 0 | Ronne Syd | Scenario_6 | outage_line_16
|  | 0 | 0 | Vaerket A | Scenario_6 | outage_line_16
|  | 0 | 0 | Vaerket B | Scenario_6 | outage_line_16
|  | 0 | 0 | Vesthavnen | Scenario_6 | outage_line_16
|  | 0 | 0 | Auxiliary bus Viadukten 1 | Scenario_6 | outage_line_16
|  | 0 | 0 | Auxiliary bus Viadukten 2 | Scenario_6 | outage_line_16
|  | 0 | 0 | Auxiliary bus Viadukten 3 | Scenario_6 | outage_line_16
1.0112 | -1.1136 | 0 | 0 | BOR HAS split 1 | Scenario_6 | outage_line_16
1.0112 | -1.1277 | 0 | 0 | BOR HAS split 2 | Scenario_6 | outage_line_16
1.0099 | -0.88286 | 0 | 0 | Borrby | Scenario_6 | outage_line_16
0.91 | 0 | -7.8147 | 7.2172 | Tomelilla | Scenario_6 | outage_line_16
|  | 0 | 0 | Vaerket Blok 6 | Scenario_6 | outage_line_16
|  | 0 | 0 | Vaerket Blok 5 | Scenario_6 | outage_line_16
|  | 0 | 0 | Vaerket Diesler | Scenario_6 | outage_line_16
|  | 0 | 0 | Vaer N | Scenario_6 | outage_line_16
|  | 0 | 0 | Dampværk A | Scenario_6 | outage_line_16
|  | 0 | 0 | Dampværk B | Scenario_6 | outage_line_16
|  | 0 | 0 | Aux bus trafo DMP | Scenario_6 | outage_line_16
|  | 0 | 0 | Aux bus trafo DMP 2 | Scenario_6 | outage_line_16
|  | 0 | 0 | Snorrebakken 10 kV | Scenario_6 | outage_line_16
1.0012 | -1.7846 | 0 | 0 | Aux bus trafo HASLE | Scenario_6 | outage_line_16
1.0012 | -1.7846 | 0 | 0 | Aux bus trafo HASLE | Scenario_6 | outage_line_16
1.0399 | -2.8857 | 2.2057 | 0.77875 | Hasle 10 kV | Scenario_6 | outage_line_16
0.99355 | -3.4366 | 1.542 | 0.11392 | Olsker 10 kV | Scenario_6 | outage_line_16
1.0374 | -2.6387 | 1.6103 | 0.77571 | Østerlars 10 kV | Scenario_6 | outage_line_16
|  | 0 | 0 | Åkirkeby 10 kV | Scenario_6 | outage_line_16
|  | 0 | 0 | Nexø 10 kV | Scenario_6 | outage_line_16
1 | 0 | -7.3771e-07 | -0.054657 | Bodilsker 10 kV | Scenario_6 | outage_line_16
|  | 0 | 0 | Rønne Syd 10 kV | Scenario_6 | outage_line_16
1.0177 | -2.6066 | 1.5746 | 2.7273 | Allinge 10 kV | Scenario_6 | outage_line_16
|  | 0 | 0 | Svaneke 10 kV | Scenario_6 | outage_line_16
|  | 0 | 0 | Viadukten 10 kV | Scenario_6 | outage_line_16
|  | 0 | 0 | Auxiliary bus Viadukten 4 | Scenario_6 | outage_line_16
|  | 0 | 0 | Rønne Nord 10 kV | Scenario_6 | outage_line_16
|  | 0 | 0 | Poulsker 10 kV | Scenario_6 | outage_line_16
|  | 0 | 0 | Vesthavnen 10 kV | Scenario_6 | outage_line_16
0.99175 | -2.7946 | 0.68597 | 0.14931 | Gudhjem 10 kV | Scenario_6 | outage_line_16
0.99914 | -1.5486 | 0 | 0 | Hasle A | Scenario_6 | outage_line_17
|  | 0 | 0 | Hasle B | Scenario_6 | outage_line_17
|  | 0 | 0 | Snorrebakken | Scenario_6 | outage_line_17
|  | 0 | 0 | Olsker | Scenario_6 | outage_line_17
|  | 0 | 0 | Ronne Nord | Scenario_6 | outage_line_17
0.99952 | -1.5422 | 0 | 0 | BOR-HAS split 3 | Scenario_6 | outage_line_17
0.9939 | -1.6343 | 0 | 0 | Allinge | Scenario_6 | outage_line_17
|  | 0 | 0 | Svaneke | Scenario_6 | outage_line_17
|  | 0 | 0 | Nexo | Scenario_6 | outage_line_17
0.95433 | 0.00077332 | 0 | 0 | Bodilsker | Scenario_6 | outage_line_17
|  | 0 | 0 | Poulsker | Scenario_6 | outage_line_17
|  | 0 | 0 | Aakirkeby | Scenario_6 | outage_line_17
|  | 0 | 0 | Dalslunde | Scenario_6 | outage_line_17
0.99207 | -1.7374 | 0 | 0 | Osterlars | Scenario_6 | outage_line_17
0.99468 | -1.6555 | 0 | 0 | Olsker | Scenario_6 | outage_line_17
|  | 0 | 0 | Gudhjem | Scenario_6 | outage_line_17
|  | 0 | 0 | Viadukten A | Scenario_6 | outage_line_17
|  | 0 | 0 | Viadukten B | Scenario_6 | outage_line_17
|  | 0 | 0 | Ronne Syd | Scenario_6 | outage_line_17
|  | 0 | 0 | Vaerket A | Scenario_6 | outage_line_17
|  | 0 | 0 | Vaerket B | Scenario_6 | outage_line_17
|  | 0 | 0 | Vesthavnen | Scenario_6 | outage_line_17
|  | 0 | 0 | Auxiliary bus Viadukten 1 | Scenario_6 | outage_line_17
|  | 0 | 0 | Auxiliary bus Viadukten 2 | Scenario_6 | outage_line_17
|  | 0 | 0 | Auxiliary bus Viadukten 3 | Scenario_6 | outage_line_17
1.0093 | -1.009 | 0 | 0 | BOR HAS split 1 | Scenario_6 | outage_line_17
1.0092 | -1.0215 | 0 | 0 | BOR HAS split 2 | Scenario_6 | outage_line_17
1.0082 | -0.80178 | 0 | 0 | Borrby | Scenario_6 | outage_line_17
0.91 | 0 | -7.0992 | 6.2819 | Tomelilla | Scenario_6 | outage_line_17
|  | 0 | 0 | Vaerket Blok 6 | Scenario_6 | outage_line_17
|  | 0 | 0 | Vaerket Blok 5 | Scenario_6 | outage_line_17
|  | 0 | 0 | Vaerket Diesler | Scenario_6 | outage_line_17
|  | 0 | 0 | Vaer N | Scenario_6 | outage_line_17
|  | 0 | 0 | Dampværk A | Scenario_6 | outage_line_17
|  | 0 | 0 | Dampværk B | Scenario_6 | outage_line_17
|  | 0 | 0 | Aux bus trafo DMP | Scenario_6 | outage_line_17
|  | 0 | 0 | Aux bus trafo DMP 2 | Scenario_6 | outage_line_17
|  | 0 | 0 | Snorrebakken 10 kV | Scenario_6 | outage_line_17
0.99914 | -1.5486 | 0 | 0 | Aux bus trafo HASLE | Scenario_6 | outage_line_17
0.99914 | -1.5486 | 0 | 0 | Aux bus trafo HASLE | Scenario_6 | outage_line_17
1.0377 | -2.6542 | 2.2057 | 0.77875 | Hasle 10 kV | Scenario_6 | outage_line_17
0.99117 | -3.1533 | 1.542 | 0.11392 | Olsker 10 kV | Scenario_6 | outage_line_17
1.0342 | -2.2464 | 1.6103 | 0.77571 | Østerlars 10 kV | Scenario_6 | outage_line_17
|  | 0 | 0 | Åkirkeby 10 kV | Scenario_6 | outage_line_17
|  | 0 | 0 | Nexø 10 kV | Scenario_6 | outage_line_17
1 | 0 | -7.3771e-07 | -0.054657 | Bodilsker 10 kV | Scenario_6 | outage_line_17
|  | 0 | 0 | Rønne Syd 10 kV | Scenario_6 | outage_line_17
1.0152 | -2.3194 | 1.5746 | 2.7273 | Allinge 10 kV | Scenario_6 | outage_line_17
|  | 0 | 0 | Svaneke 10 kV | Scenario_6 | outage_line_17
|  | 0 | 0 | Viadukten 10 kV | Scenario_6 | outage_line_17
|  | 0 | 0 | Auxiliary bus Viadukten 4 | Scenario_6 | outage_line_17
|  | 0 | 0 | Rønne Nord 10 kV | Scenario_6 | outage_line_17
|  | 0 | 0 | Poulsker 10 kV | Scenario_6 | outage_line_17
|  | 0 | 0 | Vesthavnen 10 kV | Scenario_6 | outage_line_17
|  | 0 | 0 | Gudhjem 10 kV | Scenario_6 | outage_line_17
1.0051 | -1.3078 | 0 | 0 | Hasle A | Scenario_6 | outage_line_18
|  | 0 | 0 | Hasle B | Scenario_6 | outage_line_18
|  | 0 | 0 | Snorrebakken | Scenario_6 | outage_line_18
|  | 0 | 0 | Olsker | Scenario_6 | outage_line_18
|  | 0 | 0 | Ronne Nord | Scenario_6 | outage_line_18
1.0054 | -1.3032 | 0 | 0 | BOR-HAS split 3 | Scenario_6 | outage_line_18
1.0012 | -1.3489 | 0 | 0 | Allinge | Scenario_6 | outage_line_18
|  | 0 | 0 | Svaneke | Scenario_6 | outage_line_18
|  | 0 | 0 | Nexo | Scenario_6 | outage_line_18
0.95433 | 0.00077332 | 0 | 0 | Bodilsker | Scenario_6 | outage_line_18
|  | 0 | 0 | Poulsker | Scenario_6 | outage_line_18
|  | 0 | 0 | Aakirkeby | Scenario_6 | outage_line_18
|  | 0 | 0 | Dalslunde | Scenario_6 | outage_line_18
|  | 0 | 0 | Osterlars | Scenario_6 | outage_line_18
1.002 | -1.3697 | 0 | 0 | Olsker | Scenario_6 | outage_line_18
|  | 0 | 0 | Gudhjem | Scenario_6 | outage_line_18
|  | 0 | 0 | Viadukten A | Scenario_6 | outage_line_18
|  | 0 | 0 | Viadukten B | Scenario_6 | outage_line_18
|  | 0 | 0 | Ronne Syd | Scenario_6 | outage_line_18
|  | 0 | 0 | Vaerket A | Scenario_6 | outage_line_18
|  | 0 | 0 | Vaerket B | Scenario_6 | outage_line_18
|  | 0 | 0 | Vesthavnen | Scenario_6 | outage_line_18
|  | 0 | 0 | Auxiliary bus Viadukten 1 | Scenario_6 | outage_line_18
|  | 0 | 0 | Auxiliary bus Viadukten 2 | Scenario_6 | outage_line_18
|  | 0 | 0 | Auxiliary bus Viadukten 3 | Scenario_6 | outage_line_18
1.0117 | -0.80573 | 0 | 0 | BOR HAS split 1 | Scenario_6 | outage_line_18
1.0117 | -0.81738 | 0 | 0 | BOR HAS split 2 | Scenario_6 | outage_line_18
1.01 | -0.62626 | 0 | 0 | Borrby | Scenario_6 | outage_line_18
0.91 | 0 | -5.4452 | 7.1644 | Tomelilla | Scenario_6 | outage_line_18
|  | 0 | 0 | Vaerket Blok 6 | Scenario_6 | outage_line_18
|  | 0 | 0 | Vaerket Blok 5 | Scenario_6 | outage_line_18
|  | 0 | 0 | Vaerket Diesler | Scenario_6 | outage_line_18
|  | 0 | 0 | Vaer N | Scenario_6 | outage_line_18
|  | 0 | 0 | Dampværk A | Scenario_6 | outage_line_18
|  | 0 | 0 | Dampværk B | Scenario_6 | outage_line_18
|  | 0 | 0 | Aux bus trafo DMP | Scenario_6 | outage_line_18
|  | 0 | 0 | Aux bus trafo DMP 2 | Scenario_6 | outage_line_18
|  | 0 | 0 | Snorrebakken 10 kV | Scenario_6 | outage_line_18
1.0051 | -1.3078 | 0 | 0 | Aux bus trafo HASLE | Scenario_6 | outage_line_18
1.0051 | -1.3078 | 0 | 0 | Aux bus trafo HASLE | Scenario_6 | outage_line_18
1.044 | -2.4002 | 2.2057 | 0.77875 | Hasle 10 kV | Scenario_6 | outage_line_18
0.99851 | -2.8456 | 1.542 | 0.11392 | Olsker 10 kV | Scenario_6 | outage_line_18
|  | 0 | 0 | Østerlars 10 kV | Scenario_6 | outage_line_18
|  | 0 | 0 | Åkirkeby 10 kV | Scenario_6 | outage_line_18
|  | 0 | 0 | Nexø 10 kV | Scenario_6 | outage_line_18
1 | 0 | -7.3771e-07 | -0.054657 | Bodilsker 10 kV | Scenario_6 | outage_line_18
|  | 0 | 0 | Rønne Syd 10 kV | Scenario_6 | outage_line_18
1.0231 | -2.0237 | 1.5746 | 2.7273 | Allinge 10 kV | Scenario_6 | outage_line_18
|  | 0 | 0 | Svaneke 10 kV | Scenario_6 | outage_line_18
|  | 0 | 0 | Viadukten 10 kV | Scenario_6 | outage_line_18
|  | 0 | 0 | Auxiliary bus Viadukten 4 | Scenario_6 | outage_line_18
|  | 0 | 0 | Rønne Nord 10 kV | Scenario_6 | outage_line_18
|  | 0 | 0 | Poulsker 10 kV | Scenario_6 | outage_line_18
|  | 0 | 0 | Vesthavnen 10 kV | Scenario_6 | outage_line_18
|  | 0 | 0 | Gudhjem 10 kV | Scenario_6 | outage_line_18
1.0157 | -1.219 | 0 | 0 | Hasle A | Scenario_6 | outage_line_19
|  | 0 | 0 | Hasle B | Scenario_6 | outage_line_19
|  | 0 | 0 | Snorrebakken | Scenario_6 | outage_line_19
|  | 0 | 0 | Olsker | Scenario_6 | outage_line_19
|  | 0 | 0 | Ronne Nord | Scenario_6 | outage_line_19
1.0159 | -1.2133 | 0 | 0 | BOR-HAS split 3 | Scenario_6 | outage_line_19
|  | 0 | 0 | Allinge | Scenario_6 | outage_line_19
|  | 0 | 0 | Svaneke | Scenario_6 | outage_line_19
|  | 0 | 0 | Nexo | Scenario_6 | outage_line_19
0.95433 | 0.00077332 | 0 | 0 | Bodilsker | Scenario_6 | outage_line_19
|  | 0 | 0 | Poulsker | Scenario_6 | outage_line_19
|  | 0 | 0 | Aakirkeby | Scenario_6 | outage_line_19
|  | 0 | 0 | Dalslunde | Scenario_6 | outage_line_19
|  | 0 | 0 | Osterlars | Scenario_6 | outage_line_19
1.0149 | -1.2755 | 0 | 0 | Olsker | Scenario_6 | outage_line_19
|  | 0 | 0 | Gudhjem | Scenario_6 | outage_line_19
|  | 0 | 0 | Viadukten A | Scenario_6 | outage_line_19
|  | 0 | 0 | Viadukten B | Scenario_6 | outage_line_19
|  | 0 | 0 | Ronne Syd | Scenario_6 | outage_line_19
|  | 0 | 0 | Vaerket A | Scenario_6 | outage_line_19
|  | 0 | 0 | Vaerket B | Scenario_6 | outage_line_19
|  | 0 | 0 | Vesthavnen | Scenario_6 | outage_line_19
|  | 0 | 0 | Auxiliary bus Viadukten 1 | Scenario_6 | outage_line_19
|  | 0 | 0 | Auxiliary bus Viadukten 2 | Scenario_6 | outage_line_19
|  | 0 | 0 | Auxiliary bus Viadukten 3 | Scenario_6 | outage_line_19
1.0172 | -0.63029 | 0 | 0 | BOR HAS split 1 | Scenario_6 | outage_line_19
1.0172 | -0.64253 | 0 | 0 | BOR HAS split 2 | Scenario_6 | outage_line_19
1.0144 | -0.46471 | 0 | 0 | Borrby | Scenario_6 | outage_line_19
0.91 | 0 | -3.8577 | 9.4074 | Tomelilla | Scenario_6 | outage_line_19
|  | 0 | 0 | Vaerket Blok 6 | Scenario_6 | outage_line_19
|  | 0 | 0 | Vaerket Blok 5 | Scenario_6 | outage_line_19
|  | 0 | 0 | Vaerket Diesler | Scenario_6 | outage_line_19
|  | 0 | 0 | Vaer N | Scenario_6 | outage_line_19
|  | 0 | 0 | Dampværk A | Scenario_6 | outage_line_19
|  | 0 | 0 | Dampværk B | Scenario_6 | outage_line_19
|  | 0 | 0 | Aux bus trafo DMP | Scenario_6 | outage_line_19
|  | 0 | 0 | Aux bus trafo DMP 2 | Scenario_6 | outage_line_19
|  | 0 | 0 | Snorrebakken 10 kV | Scenario_6 | outage_line_19
1.0157 | -1.219 | 0 | 0 | Aux bus trafo HASLE | Scenario_6 | outage_line_19
1.0157 | -1.219 | 0 | 0 | Aux bus trafo HASLE | Scenario_6 | outage_line_19
1.0552 | -2.2885 | 2.2057 | 0.77875 | Hasle 10 kV | Scenario_6 | outage_line_19
1.0114 | -2.7141 | 1.542 | 0.11392 | Olsker 10 kV | Scenario_6 | outage_line_19
|  | 0 | 0 | Østerlars 10 kV | Scenario_6 | outage_line_19
|  | 0 | 0 | Åkirkeby 10 kV | Scenario_6 | outage_line_19
|  | 0 | 0 | Nexø 10 kV | Scenario_6 | outage_line_19
1 | 0 | -7.3771e-07 | -0.054657 | Bodilsker 10 kV | Scenario_6 | outage_line_19
|  | 0 | 0 | Rønne Syd 10 kV | Scenario_6 | outage_line_19
|  | 0 | 0 | Allinge 10 kV | Scenario_6 | outage_line_19
|  | 0 | 0 | Svaneke 10 kV | Scenario_6 | outage_line_19
|  | 0 | 0 | Viadukten 10 kV | Scenario_6 | outage_line_19
|  | 0 | 0 | Auxiliary bus Viadukten 4 | Scenario_6 | outage_line_19
|  | 0 | 0 | Rønne Nord 10 kV | Scenario_6 | outage_line_19
|  | 0 | 0 | Poulsker 10 kV | Scenario_6 | outage_line_19
|  | 0 | 0 | Vesthavnen 10 kV | Scenario_6 | outage_line_19
|  | 0 | 0 | Gudhjem 10 kV | Scenario_6 | outage_line_19
1.019 | -0.93061 | 0 | 0 | Hasle A | Scenario_6 | outage_line_20
|  | 0 | 0 | Hasle B | Scenario_6 | outage_line_20
|  | 0 | 0 | Snorrebakken | Scenario_6 | outage_line_20
|  | 0 | 0 | Olsker | Scenario_6 | outage_line_20
|  | 0 | 0 | Ronne Nord | Scenario_6 | outage_line_20
1.0191 | -0.92773 | 0 | 0 | BOR-HAS split 3 | Scenario_6 | outage_line_20
|  | 0 | 0 | Allinge | Scenario_6 | outage_line_20
|  | 0 | 0 | Svaneke | Scenario_6 | outage_line_20
|  | 0 | 0 | Nexo | Scenario_6 | outage_line_20
0.95433 | 0.00077332 | 0 | 0 | Bodilsker | Scenario_6 | outage_line_20
|  | 0 | 0 | Poulsker | Scenario_6 | outage_line_20
|  | 0 | 0 | Aakirkeby | Scenario_6 | outage_line_20
|  | 0 | 0 | Dalslunde | Scenario_6 | outage_line_20
|  | 0 | 0 | Osterlars | Scenario_6 | outage_line_20
|  | 0 | 0 | Olsker | Scenario_6 | outage_line_20
|  | 0 | 0 | Gudhjem | Scenario_6 | outage_line_20
|  | 0 | 0 | Viadukten A | Scenario_6 | outage_line_20
|  | 0 | 0 | Viadukten B | Scenario_6 | outage_line_20
|  | 0 | 0 | Ronne Syd | Scenario_6 | outage_line_20
|  | 0 | 0 | Vaerket A | Scenario_6 | outage_line_20
|  | 0 | 0 | Vaerket B | Scenario_6 | outage_line_20
|  | 0 | 0 | Vesthavnen | Scenario_6 | outage_line_20
|  | 0 | 0 | Auxiliary bus Viadukten 1 | Scenario_6 | outage_line_20
|  | 0 | 0 | Auxiliary bus Viadukten 2 | Scenario_6 | outage_line_20
|  | 0 | 0 | Auxiliary bus Viadukten 3 | Scenario_6 | outage_line_20
1.0179 | -0.43172 | 0 | 0 | BOR HAS split 1 | Scenario_6 | outage_line_20
1.018 | -0.44258 | 0 | 0 | BOR HAS split 2 | Scenario_6 | outage_line_20
1.0148 | -0.29757 | 0 | 0 | Borrby | Scenario_6 | outage_line_20
0.91 | 0 | -2.2985 | 9.5708 | Tomelilla | Scenario_6 | outage_line_20
|  | 0 | 0 | Vaerket Blok 6 | Scenario_6 | outage_line_20
|  | 0 | 0 | Vaerket Blok 5 | Scenario_6 | outage_line_20
|  | 0 | 0 | Vaerket Diesler | Scenario_6 | outage_line_20
|  | 0 | 0 | Vaer N | Scenario_6 | outage_line_20
|  | 0 | 0 | Dampværk A | Scenario_6 | outage_line_20
|  | 0 | 0 | Dampværk B | Scenario_6 | outage_line_20
|  | 0 | 0 | Aux bus trafo DMP | Scenario_6 | outage_line_20
|  | 0 | 0 | Aux bus trafo DMP 2 | Scenario_6 | outage_line_20
|  | 0 | 0 | Snorrebakken 10 kV | Scenario_6 | outage_line_20
1.019 | -0.93061 | 0 | 0 | Aux bus trafo HASLE | Scenario_6 | outage_line_20
1.019 | -0.93061 | 0 | 0 | Aux bus trafo HASLE | Scenario_6 | outage_line_20
1.0588 | -1.9931 | 2.2057 | 0.77875 | Hasle 10 kV | Scenario_6 | outage_line_20
|  | 0 | 0 | Olsker 10 kV | Scenario_6 | outage_line_20
|  | 0 | 0 | Østerlars 10 kV | Scenario_6 | outage_line_20
|  | 0 | 0 | Åkirkeby 10 kV | Scenario_6 | outage_line_20
|  | 0 | 0 | Nexø 10 kV | Scenario_6 | outage_line_20
1 | 0 | -7.3771e-07 | -0.054657 | Bodilsker 10 kV | Scenario_6 | outage_line_20
|  | 0 | 0 | Rønne Syd 10 kV | Scenario_6 | outage_line_20
|  | 0 | 0 | Allinge 10 kV | Scenario_6 | outage_line_20
|  | 0 | 0 | Svaneke 10 kV | Scenario_6 | outage_line_20
|  | 0 | 0 | Viadukten 10 kV | Scenario_6 | outage_line_20
|  | 0 | 0 | Auxiliary bus Viadukten 4 | Scenario_6 | outage_line_20
|  | 0 | 0 | Rønne Nord 10 kV | Scenario_6 | outage_line_20
|  | 0 | 0 | Poulsker 10 kV | Scenario_6 | outage_line_20
|  | 0 | 0 | Vesthavnen 10 kV | Scenario_6 | outage_line_20
|  | 0 | 0 | Gudhjem 10 kV | Scenario_6 | outage_line_20
|  | 0 | 0 | Hasle A | Scenario_6 | outage_line_21
|  | 0 | 0 | Hasle B | Scenario_6 | outage_line_21
|  | 0 | 0 | Snorrebakken | Scenario_6 | outage_line_21
|  | 0 | 0 | Olsker | Scenario_6 | outage_line_21
|  | 0 | 0 | Ronne Nord | Scenario_6 | outage_line_21
1.025 | -0.56174 | 0 | 0 | BOR-HAS split 3 | Scenario_6 | outage_line_21
|  | 0 | 0 | Allinge | Scenario_6 | outage_line_21
|  | 0 | 0 | Svaneke | Scenario_6 | outage_line_21
|  | 0 | 0 | Nexo | Scenario_6 | outage_line_21
0.95433 | 0.00077332 | 0 | 0 | Bodilsker | Scenario_6 | outage_line_21
|  | 0 | 0 | Poulsker | Scenario_6 | outage_line_21
|  | 0 | 0 | Aakirkeby | Scenario_6 | outage_line_21
|  | 0 | 0 | Dalslunde | Scenario_6 | outage_line_21
|  | 0 | 0 | Osterlars | Scenario_6 | outage_line_21
|  | 0 | 0 | Olsker | Scenario_6 | outage_line_21
|  | 0 | 0 | Gudhjem | Scenario_6 | outage_line_21
|  | 0 | 0 | Viadukten A | Scenario_6 | outage_line_21
|  | 0 | 0 | Viadukten B | Scenario_6 | outage_line_21
|  | 0 | 0 | Ronne Syd | Scenario_6 | outage_line_21
|  | 0 | 0 | Vaerket A | Scenario_6 | outage_line_21
|  | 0 | 0 | Vaerket B | Scenario_6 | outage_line_21
|  | 0 | 0 | Vesthavnen | Scenario_6 | outage_line_21
|  | 0 | 0 | Auxiliary bus Viadukten 1 | Scenario_6 | outage_line_21
|  | 0 | 0 | Auxiliary bus Viadukten 2 | Scenario_6 | outage_line_21
|  | 0 | 0 | Auxiliary bus Viadukten 3 | Scenario_6 | outage_line_21
1.0198 | -0.15625 | 0 | 0 | BOR HAS split 1 | Scenario_6 | outage_line_21
1.02 | -0.16554 | 0 | 0 | BOR HAS split 2 | Scenario_6 | outage_line_21
1.0161 | -0.063106 | 0 | 0 | Borrby | Scenario_6 | outage_line_21
0.91 | 0 | -0.091414 | 10.1561 | Tomelilla | Scenario_6 | outage_line_21
|  | 0 | 0 | Vaerket Blok 6 | Scenario_6 | outage_line_21
|  | 0 | 0 | Vaerket Blok 5 | Scenario_6 | outage_line_21
|  | 0 | 0 | Vaerket Diesler | Scenario_6 | outage_line_21
|  | 0 | 0 | Vaer N | Scenario_6 | outage_line_21
|  | 0 | 0 | Dampværk A | Scenario_6 | outage_line_21
|  | 0 | 0 | Dampværk B | Scenario_6 | outage_line_21
|  | 0 | 0 | Aux bus trafo DMP | Scenario_6 | outage_line_21
|  | 0 | 0 | Aux bus trafo DMP 2 | Scenario_6 | outage_line_21
|  | 0 | 0 | Snorrebakken 10 kV | Scenario_6 | outage_line_21
|  | 0 | 0 | Aux bus trafo HASLE | Scenario_6 | outage_line_21
|  | 0 | 0 | Aux bus trafo HASLE | Scenario_6 | outage_line_21
|  | 0 | 0 | Hasle 10 kV | Scenario_6 | outage_line_21
|  | 0 | 0 | Olsker 10 kV | Scenario_6 | outage_line_21
|  | 0 | 0 | Østerlars 10 kV | Scenario_6 | outage_line_21
|  | 0 | 0 | Åkirkeby 10 kV | Scenario_6 | outage_line_21
|  | 0 | 0 | Nexø 10 kV | Scenario_6 | outage_line_21
1 | 0 | -7.3769e-07 | -0.054657 | Bodilsker 10 kV | Scenario_6 | outage_line_21
|  | 0 | 0 | Rønne Syd 10 kV | Scenario_6 | outage_line_21
|  | 0 | 0 | Allinge 10 kV | Scenario_6 | outage_line_21
|  | 0 | 0 | Svaneke 10 kV | Scenario_6 | outage_line_21
|  | 0 | 0 | Viadukten 10 kV | Scenario_6 | outage_line_21
|  | 0 | 0 | Auxiliary bus Viadukten 4 | Scenario_6 | outage_line_21
|  | 0 | 0 | Rønne Nord 10 kV | Scenario_6 | outage_line_21
|  | 0 | 0 | Poulsker 10 kV | Scenario_6 | outage_line_21
|  | 0 | 0 | Vesthavnen 10 kV | Scenario_6 | outage_line_21
|  | 0 | 0 | Gudhjem 10 kV | Scenario_6 | outage_line_21
|  | 0 | 0 | Hasle A | Scenario_6 | outage_line_22
|  | 0 | 0 | Hasle B | Scenario_6 | outage_line_22
|  | 0 | 0 | Snorrebakken | Scenario_6 | outage_line_22
|  | 0 | 0 | Olsker | Scenario_6 | outage_line_22
|  | 0 | 0 | Ronne Nord | Scenario_6 | outage_line_22
|  | 0 | 0 | BOR-HAS split 3 | Scenario_6 | outage_line_22
|  | 0 | 0 | Allinge | Scenario_6 | outage_line_22
|  | 0 | 0 | Svaneke | Scenario_6 | outage_line_22
|  | 0 | 0 | Nexo | Scenario_6 | outage_line_22
0.95433 | 0.00077332 | 0 | 0 | Bodilsker | Scenario_6 | outage_line_22
|  | 0 | 0 | Poulsker | Scenario_6 | outage_line_22
|  | 0 | 0 | Aakirkeby | Scenario_6 | outage_line_22
|  | 0 | 0 | Dalslunde | Scenario_6 | outage_line_22
|  | 0 | 0 | Osterlars | Scenario_6 | outage_line_22
|  | 0 | 0 | Olsker | Scenario_6 | outage_line_22
|  | 0 | 0 | Gudhjem | Scenario_6 | outage_line_22
|  | 0 | 0 | Viadukten A | Scenario_6 | outage_line_22
|  | 0 | 0 | Viadukten B | Scenario_6 | outage_line_22
|  | 0 | 0 | Ronne Syd | Scenario_6 | outage_line_22
|  | 0 | 0 | Vaerket A | Scenario_6 | outage_line_22
|  | 0 | 0 | Vaerket B | Scenario_6 | outage_line_22
|  | 0 | 0 | Vesthavnen | Scenario_6 | outage_line_22
|  | 0 | 0 | Auxiliary bus Viadukten 1 | Scenario_6 | outage_line_22
|  | 0 | 0 | Auxiliary bus Viadukten 2 | Scenario_6 | outage_line_22
|  | 0 | 0 | Auxiliary bus Viadukten 3 | Scenario_6 | outage_line_22
0.99854 | -0.011111 | 0 | 0 | BOR HAS split 1 | Scenario_6 | outage_line_22
|  | 0 | 0 | BOR HAS split 2 | Scenario_6 | outage_line_22
0.99836 | -0.0065948 | 0 | 0 | Borrby | Scenario_6 | outage_line_22
0.91 | 0 | -0.031052 | 0.84544 | Tomelilla | Scenario_6 | outage_line_22
|  | 0 | 0 | Vaerket Blok 6 | Scenario_6 | outage_line_22
|  | 0 | 0 | Vaerket Blok 5 | Scenario_6 | outage_line_22
|  | 0 | 0 | Vaerket Diesler | Scenario_6 | outage_line_22
|  | 0 | 0 | Vaer N | Scenario_6 | outage_line_22
|  | 0 | 0 | Dampværk A | Scenario_6 | outage_line_22
|  | 0 | 0 | Dampværk B | Scenario_6 | outage_line_22
|  | 0 | 0 | Aux bus trafo DMP | Scenario_6 | outage_line_22
|  | 0 | 0 | Aux bus trafo DMP 2 | Scenario_6 | outage_line_22
|  | 0 | 0 | Snorrebakken 10 kV | Scenario_6 | outage_line_22
|  | 0 | 0 | Aux bus trafo HASLE | Scenario_6 | outage_line_22
|  | 0 | 0 | Aux bus trafo HASLE | Scenario_6 | outage_line_22
|  | 0 | 0 | Hasle 10 kV | Scenario_6 | outage_line_22
|  | 0 | 0 | Olsker 10 kV | Scenario_6 | outage_line_22
|  | 0 | 0 | Østerlars 10 kV | Scenario_6 | outage_line_22
|  | 0 | 0 | Åkirkeby 10 kV | Scenario_6 | outage_line_22
|  | 0 | 0 | Nexø 10 kV | Scenario_6 | outage_line_22
1 | 0 | -7.3769e-07 | -0.054657 | Bodilsker 10 kV | Scenario_6 | outage_line_22
|  | 0 | 0 | Rønne Syd 10 kV | Scenario_6 | outage_line_22
|  | 0 | 0 | Allinge 10 kV | Scenario_6 | outage_line_22
|  | 0 | 0 | Svaneke 10 kV | Scenario_6 | outage_line_22
|  | 0 | 0 | Viadukten 10 kV | Scenario_6 | outage_line_22
|  | 0 | 0 | Auxiliary bus Viadukten 4 | Scenario_6 | outage_line_22
|  | 0 | 0 | Rønne Nord 10 kV | Scenario_6 | outage_line_22
|  | 0 | 0 | Poulsker 10 kV | Scenario_6 | outage_line_22
|  | 0 | 0 | Vesthavnen 10 kV | Scenario_6 | outage_line_22
|  | 0 | 0 | Gudhjem 10 kV | Scenario_6 | outage_line_22
0.95855 | -2.0897 | 0 | 0 | Hasle A | Scenario_7 | outage_line_0
|  | 0 | 0 | Hasle B | Scenario_7 | outage_line_0
0.95332 | -2.053 | 0 | 0 | Snorrebakken | Scenario_7 | outage_line_0
|  | 0 | 0 | Olsker | Scenario_7 | outage_line_0
0.9545 | -2.0482 | 0 | 0 | Ronne Nord | Scenario_7 | outage_line_0
0.95945 | -2.0849 | 0 | 0 | BOR-HAS split 3 | Scenario_7 | outage_line_0
0.95377 | -2.1971 | 0 | 0 | Allinge | Scenario_7 | outage_line_0
0.95492 | -2.3059 | 0 | 0 | Svaneke | Scenario_7 | outage_line_0
0.95496 | -2.2857 | 0 | 0 | Nexo | Scenario_7 | outage_line_0
0.95546 | -2.2423 | 0 | 0 | Bodilsker | Scenario_7 | outage_line_0
0.95499 | -2.2572 | 0 | 0 | Poulsker | Scenario_7 | outage_line_0
0.95342 | -2.135 | 0 | 0 | Aakirkeby | Scenario_7 | outage_line_0
0.95515 | -2.2944 | 0 | 0 | Dalslunde | Scenario_7 | outage_line_0
0.95403 | -2.3507 | 0 | 0 | Osterlars | Scenario_7 | outage_line_0
0.95467 | -2.2231 | 0 | 0 | Olsker | Scenario_7 | outage_line_0
0.95384 | -2.3695 | 0 | 0 | Gudhjem | Scenario_7 | outage_line_0
0.95392 | -2.0408 | 0 | 0 | Viadukten A | Scenario_7 | outage_line_0
|  | 0 | 0 | Viadukten B | Scenario_7 | outage_line_0
0.95362 | -2.0341 | 0 | 0 | Ronne Syd | Scenario_7 | outage_line_0
0.95379 | -2.0418 | 0 | 0 | Vaerket A | Scenario_7 | outage_line_0
|  | 0 | 0 | Vaerket B | Scenario_7 | outage_line_0
0.95407 | -2.0447 | 0 | 0 | Vesthavnen | Scenario_7 | outage_line_0
0.95392 | -2.0408 | 0 | 0 | Auxiliary bus Viadukten 1 | Scenario_7 | outage_line_0
0.95392 | -2.0408 | 0 | 0 | Auxiliary bus Viadukten 2 | Scenario_7 | outage_line_0
0.95392 | -2.0408 | 0 | 0 | Auxiliary bus Viadukten 3 | Scenario_7 | outage_line_0
0.98888 | -1.7967 | 0 | 0 | BOR HAS split 1 | Scenario_7 | outage_line_0
0.98859 | -1.8082 | 0 | 0 | BOR HAS split 2 | Scenario_7 | outage_line_0
0.99196 | -1.512 | 0 | 0 | Borrby | Scenario_7 | outage_line_0
0.91 | 0 | -13.8448 | -2.005 | Tomelilla | Scenario_7 | outage_line_0
|  | 0 | 0 | Vaerket Blok 6 | Scenario_7 | outage_line_0
|  | 0 | 0 | Vaerket Blok 5 | Scenario_7 | outage_line_0
|  | 0 | 0 | Vaerket Diesler | Scenario_7 | outage_line_0
|  | 0 | 0 | Vaer N | Scenario_7 | outage_line_0
0.98658 | -2.0796 | 0 | 3.8934 | Dampværk A | Scenario_7 | outage_line_0
0.98658 | -2.0796 | 0 | 0 | Dampværk B | Scenario_7 | outage_line_0
0.98658 | -2.0796 | 0 | 0 | Aux bus trafo DMP | Scenario_7 | outage_line_0
0.98658 | -2.0796 | 0.3451 | 0 | Aux bus trafo DMP 2 | Scenario_7 | outage_line_0
0.98895 | -3.2753 | 2.326 | 0.82122 | Snorrebakken 10 kV | Scenario_7 | outage_line_0
0.95855 | -2.0897 | 0 | 0 | Aux bus trafo HASLE | Scenario_7 | outage_line_0
0.95855 | -2.0897 | 0 | 0 | Aux bus trafo HASLE | Scenario_7 | outage_line_0
0.99432 | -3.3582 | 2.326 | 0.82122 | Hasle 10 kV | Scenario_7 | outage_line_0
0.95093 | -3.8778 | 1.5685 | 0.11588 | Olsker 10 kV | Scenario_7 | outage_line_0
0.99411 | -2.9051 | 1.6211 | 0.78094 | Østerlars 10 kV | Scenario_7 | outage_line_0
0.99247 | -2.3302 | 0.80729 | 1.3983 | Åkirkeby 10 kV | Scenario_7 | outage_line_0
0.99892 | -3.2155 | 1.8267 | 0.080629 | Nexø 10 kV | Scenario_7 | outage_line_0
1 | 0 | -4.8167 | 0.2898 | Bodilsker 10 kV | Scenario_7 | outage_line_0
0.94681 | -2.3717 | 1.0155 | 5.3446 | Rønne Syd 10 kV | Scenario_7 | outage_line_0
0.96965 | -3.0079 | 1.7078 | 2.958 | Allinge 10 kV | Scenario_7 | outage_line_0
0.99169 | -2.7224 | 0.85124 | 0.86827 | Svaneke 10 kV | Scenario_7 | outage_line_0
0.98896 | -2.3257 | 0.64616 | 1.1192 | Viadukten 10 kV | Scenario_7 | outage_line_0
0.95392 | -2.0408 | 0 | 0 | Auxiliary bus Viadukten 4 | Scenario_7 | outage_line_0
0.99215 | -2.258 | 0.48049 | 0.83222 | Rønne Nord 10 kV | Scenario_7 | outage_line_0
0.99474 | -2.8758 | 1.2452 | 0.5194 | Poulsker 10 kV | Scenario_7 | outage_line_0
0.98962 | -2.3165 | 0.59978 | 1.0389 | Vesthavnen 10 kV | Scenario_7 | outage_line_0
0.95055 | -3.069 | 0.68513 | 0.14913 | Gudhjem 10 kV | Scenario_7 | outage_line_0
0.96091 | -1.7227 | 0 | 0 | Hasle A | Scenario_7 | outage_line_1
|  | 0 | 0 | Hasle B | Scenario_7 | outage_line_1
|  | 0 | 0 | Snorrebakken | Scenario_7 | outage_line_1
|  | 0 | 0 | Olsker | Scenario_7 | outage_line_1
0.95728 | -1.6491 | 0 | 0 | Ronne Nord | Scenario_7 | outage_line_1
0.96175 | -1.7221 | 0 | 0 | BOR-HAS split 3 | Scenario_7 | outage_line_1
0.95601 | -1.8364 | 0 | 0 | Allinge | Scenario_7 | outage_line_1
0.95669 | -1.9678 | 0 | 0 | Svaneke | Scenario_7 | outage_line_1
0.95669 | -1.9488 | 0 | 0 | Nexo | Scenario_7 | outage_line_1
0.95718 | -1.9059 | 0 | 0 | Bodilsker | Scenario_7 | outage_line_1
0.95671 | -1.9207 | 0 | 0 | Poulsker | Scenario_7 | outage_line_1
0.95569 | -1.7651 | 0 | 0 | Aakirkeby | Scenario_7 | outage_line_1
0.95694 | -1.9554 | 0 | 0 | Dalslunde | Scenario_7 | outage_line_1
0.95601 | -2.002 | 0 | 0 | Osterlars | Scenario_7 | outage_line_1
0.9569 | -1.8622 | 0 | 0 | Olsker | Scenario_7 | outage_line_1
0.95583 | -2.0207 | 0 | 0 | Gudhjem | Scenario_7 | outage_line_1
0.95675 | -1.6374 | 0 | 0 | Viadukten A | Scenario_7 | outage_line_1
|  | 0 | 0 | Viadukten B | Scenario_7 | outage_line_1
0.95644 | -1.6304 | 0 | 0 | Ronne Syd | Scenario_7 | outage_line_1
0.95667 | -1.6351 | 0 | 0 | Vaerket A | Scenario_7 | outage_line_1
|  | 0 | 0 | Vaerket B | Scenario_7 | outage_line_1
0.9569 | -1.6414 | 0 | 0 | Vesthavnen | Scenario_7 | outage_line_1
0.95675 | -1.6374 | 0 | 0 | Auxiliary bus Viadukten 1 | Scenario_7 | outage_line_1
0.95675 | -1.6374 | 0 | 0 | Auxiliary bus Viadukten 2 | Scenario_7 | outage_line_1
0.95675 | -1.6374 | 0 | 0 | Auxiliary bus Viadukten 3 | Scenario_7 | outage_line_1
0.98886 | -1.5715 | 0 | 0 | BOR HAS split 1 | Scenario_7 | outage_line_1
0.98859 | -1.581 | 0 | 0 | BOR HAS split 2 | Scenario_7 | outage_line_1
0.99174 | -1.3261 | 0 | 0 | Borrby | Scenario_7 | outage_line_1
0.91 | 0 | -12.162 | -2.1595 | Tomelilla | Scenario_7 | outage_line_1
|  | 0 | 0 | Vaerket Blok 6 | Scenario_7 | outage_line_1
|  | 0 | 0 | Vaerket Blok 5 | Scenario_7 | outage_line_1
|  | 0 | 0 | Vaerket Diesler | Scenario_7 | outage_line_1
|  | 0 | 0 | Vaer N | Scenario_7 | outage_line_1
0.98956 | -1.6726 | 0 | 3.9169 | Dampværk A | Scenario_7 | outage_line_1
0.98956 | -1.6726 | 0 | 0 | Dampværk B | Scenario_7 | outage_line_1
0.98956 | -1.6726 | 0 | 0 | Aux bus trafo DMP | Scenario_7 | outage_line_1
0.98956 | -1.6726 | 0.3451 | 0 | Aux bus trafo DMP 2 | Scenario_7 | outage_line_1
|  | 0 | 0 | Snorrebakken 10 kV | Scenario_7 | outage_line_1
0.96091 | -1.7227 | 0 | 0 | Aux bus trafo HASLE | Scenario_7 | outage_line_1
0.96091 | -1.7227 | 0 | 0 | Aux bus trafo HASLE | Scenario_7 | outage_line_1
0.99681 | -2.9849 | 2.326 | 0.82122 | Hasle 10 kV | Scenario_7 | outage_line_1
0.95317 | -3.5092 | 1.5685 | 0.11588 | Olsker 10 kV | Scenario_7 | outage_line_1
0.99621 | -2.554 | 1.6211 | 0.78094 | Østerlars 10 kV | Scenario_7 | outage_line_1
0.99486 | -1.9594 | 0.80729 | 1.3983 | Åkirkeby 10 kV | Scenario_7 | outage_line_1
1.0007 | -2.8752 | 1.8267 | 0.080629 | Nexø 10 kV | Scenario_7 | outage_line_1
1 | 0 | -4.0864 | 0.49404 | Bodilsker 10 kV | Scenario_7 | outage_line_1
0.9497 | -1.9651 | 1.0155 | 5.3666 | Rønne Syd 10 kV | Scenario_7 | outage_line_1
0.97207 | -2.6433 | 1.7078 | 2.958 | Allinge 10 kV | Scenario_7 | outage_line_1
0.99356 | -2.3827 | 0.85124 | 0.86827 | Svaneke 10 kV | Scenario_7 | outage_line_1
0.99195 | -1.9205 | 0.64616 | 1.1192 | Viadukten 10 kV | Scenario_7 | outage_line_1
0.95675 | -1.6374 | 0 | 0 | Auxiliary bus Viadukten 4 | Scenario_7 | outage_line_1
0.99509 | -1.8577 | 0.48049 | 0.83222 | Rønne Nord 10 kV | Scenario_7 | outage_line_1
0.99655 | -2.5372 | 1.2452 | 0.5194 | Poulsker 10 kV | Scenario_7 | outage_line_1
0.99262 | -1.9116 | 0.59978 | 1.0389 | Vesthavnen 10 kV | Scenario_7 | outage_line_1
0.95254 | -2.7173 | 0.68513 | 0.14913 | Gudhjem 10 kV | Scenario_7 | outage_line_1
0.95993 | -1.7046 | 0 | 0 | Hasle A | Scenario_7 | outage_line_2
|  | 0 | 0 | Hasle B | Scenario_7 | outage_line_2
|  | 0 | 0 | Snorrebakken | Scenario_7 | outage_line_2
|  | 0 | 0 | Olsker | Scenario_7 | outage_line_2
0.95623 | -1.6275 | 0 | 0 | Ronne Nord | Scenario_7 | outage_line_2
0.96078 | -1.7044 | 0 | 0 | BOR-HAS split 3 | Scenario_7 | outage_line_2
0.955 | -1.8189 | 0 | 0 | Allinge | Scenario_7 | outage_line_2
0.95563 | -1.9524 | 0 | 0 | Svaneke | Scenario_7 | outage_line_2
0.95564 | -1.9335 | 0 | 0 | Nexo | Scenario_7 | outage_line_2
0.95612 | -1.8906 | 0 | 0 | Bodilsker | Scenario_7 | outage_line_2
0.95565 | -1.9054 | 0 | 0 | Poulsker | Scenario_7 | outage_line_2
0.95448 | -1.7419 | 0 | 0 | Aakirkeby | Scenario_7 | outage_line_2
0.95589 | -1.9399 | 0 | 0 | Dalslunde | Scenario_7 | outage_line_2
0.95498 | -1.9858 | 0 | 0 | Osterlars | Scenario_7 | outage_line_2
0.9559 | -1.8448 | 0 | 0 | Olsker | Scenario_7 | outage_line_2
0.9548 | -2.0045 | 0 | 0 | Gudhjem | Scenario_7 | outage_line_2
0.95544 | -1.6068 | 0 | 0 | Viadukten A | Scenario_7 | outage_line_2
|  | 0 | 0 | Viadukten B | Scenario_7 | outage_line_2
0.95508 | -1.5991 | 0 | 0 | Ronne Syd | Scenario_7 | outage_line_2
0.9552 | -1.5995 | 0 | 0 | Vaerket A | Scenario_7 | outage_line_2
|  | 0 | 0 | Vaerket B | Scenario_7 | outage_line_2
0.95613 | -1.6269 | 0 | 0 | Vesthavnen | Scenario_7 | outage_line_2
0.95544 | -1.6068 | 0 | 0 | Auxiliary bus Viadukten 1 | Scenario_7 | outage_line_2
0.95544 | -1.6068 | 0 | 0 | Auxiliary bus Viadukten 2 | Scenario_7 | outage_line_2
0.95544 | -1.6068 | 0 | 0 | Auxiliary bus Viadukten 3 | Scenario_7 | outage_line_2
0.98825 | -1.5741 | 0 | 0 | BOR HAS split 1 | Scenario_7 | outage_line_2
0.98798 | -1.5834 | 0 | 0 | BOR HAS split 2 | Scenario_7 | outage_line_2
0.99124 | -1.33 | 0 | 0 | Borrby | Scenario_7 | outage_line_2
0.91 | 0 | -12.2044 | -2.42 | Tomelilla | Scenario_7 | outage_line_2
|  | 0 | 0 | Vaerket Blok 6 | Scenario_7 | outage_line_2
|  | 0 | 0 | Vaerket Blok 5 | Scenario_7 | outage_line_2
|  | 0 | 0 | Vaerket Diesler | Scenario_7 | outage_line_2
|  | 0 | 0 | Vaer N | Scenario_7 | outage_line_2
0.98804 | -1.6372 | 0 | 3.9049 | Dampværk A | Scenario_7 | outage_line_2
0.98804 | -1.6372 | 0 | 0 | Dampværk B | Scenario_7 | outage_line_2
0.98804 | -1.6372 | 0 | 0 | Aux bus trafo DMP | Scenario_7 | outage_line_2
0.98804 | -1.6372 | 0.3451 | 0 | Aux bus trafo DMP 2 | Scenario_7 | outage_line_2
|  | 0 | 0 | Snorrebakken 10 kV | Scenario_7 | outage_line_2
0.95993 | -1.7046 | 0 | 0 | Aux bus trafo HASLE | Scenario_7 | outage_line_2
0.95993 | -1.7046 | 0 | 0 | Aux bus trafo HASLE | Scenario_7 | outage_line_2
0.99577 | -2.9694 | 2.326 | 0.82122 | Hasle 10 kV | Scenario_7 | outage_line_2
0.95217 | -3.4953 | 1.5685 | 0.11588 | Olsker 10 kV | Scenario_7 | outage_line_2
0.99512 | -2.539 | 1.6211 | 0.78094 | Østerlars 10 kV | Scenario_7 | outage_line_2
0.99358 | -1.9367 | 0.80729 | 1.3983 | Åkirkeby 10 kV | Scenario_7 | outage_line_2
0.99963 | -2.8619 | 1.8267 | 0.080629 | Nexø 10 kV | Scenario_7 | outage_line_2
1 | 0 | -4.0572 | 0.35666 | Bodilsker 10 kV | Scenario_7 | outage_line_2
0.9483 | -1.9352 | 1.0155 | 5.356 | Rønne Syd 10 kV | Scenario_7 | outage_line_2
0.97098 | -2.6275 | 1.7078 | 2.958 | Allinge 10 kV | Scenario_7 | outage_line_2
0.99245 | -2.3682 | 0.85124 | 0.86827 | Svaneke 10 kV | Scenario_7 | outage_line_2
0.99057 | -1.8907 | 0.64616 | 1.1192 | Viadukten 10 kV | Scenario_7 | outage_line_2
0.95544 | -1.6068 | 0 | 0 | Auxiliary bus Viadukten 4 | Scenario_7 | outage_line_2
0.99398 | -1.8365 | 0.48049 | 0.83222 | Rønne Nord 10 kV | Scenario_7 | outage_line_2
0.99544 | -2.5232 | 1.2452 | 0.5194 | Poulsker 10 kV | Scenario_7 | outage_line_2
0.9918 | -1.8974 | 0.59978 | 1.0389 | Vesthavnen 10 kV | Scenario_7 | outage_line_2
0.95151 | -2.7026 | 0.68513 | 0.14913 | Gudhjem 10 kV | Scenario_7 | outage_line_2
0.95913 | -1.691 | 0 | 0 | Hasle A | Scenario_7 | outage_line_3
|  | 0 | 0 | Hasle B | Scenario_7 | outage_line_3
|  | 0 | 0 | Snorrebakken | Scenario_7 | outage_line_3
|  | 0 | 0 | Olsker | Scenario_7 | outage_line_3
0.95538 | -1.6113 | 0 | 0 | Ronne Nord | Scenario_7 | outage_line_3
0.95999 | -1.6911 | 0 | 0 | BOR-HAS split 3 | Scenario_7 | outage_line_3
0.95418 | -1.8055 | 0 | 0 | Allinge | Scenario_7 | outage_line_3
0.95475 | -1.9393 | 0 | 0 | Svaneke | Scenario_7 | outage_line_3
0.95475 | -1.9204 | 0 | 0 | Nexo | Scenario_7 | outage_line_3
0.95524 | -1.8775 | 0 | 0 | Bodilsker | Scenario_7 | outage_line_3
0.95477 | -1.8923 | 0 | 0 | Poulsker | Scenario_7 | outage_line_3
0.95346 | -1.7214 | 0 | 0 | Aakirkeby | Scenario_7 | outage_line_3
0.95501 | -1.9268 | 0 | 0 | Dalslunde | Scenario_7 | outage_line_3
0.95413 | -1.9727 | 0 | 0 | Osterlars | Scenario_7 | outage_line_3
0.95508 | -1.8314 | 0 | 0 | Olsker | Scenario_7 | outage_line_3
0.95394 | -1.9914 | 0 | 0 | Gudhjem | Scenario_7 | outage_line_3
0.95457 | -1.59 | 0 | 0 | Viadukten A | Scenario_7 | outage_line_3
|  | 0 | 0 | Viadukten B | Scenario_7 | outage_line_3
0.95393 | -1.5713 | 0 | 0 | Ronne Syd | Scenario_7 | outage_line_3
0.95354 | -1.5394 | 0 | 0 | Vaerket A | Scenario_7 | outage_line_3
|  | 0 | 0 | Vaerket B | Scenario_7 | outage_line_3
0.95528 | -1.6107 | 0 | 0 | Vesthavnen | Scenario_7 | outage_line_3
0.95457 | -1.59 | 0 | 0 | Auxiliary bus Viadukten 1 | Scenario_7 | outage_line_3
0.95457 | -1.59 | 0 | 0 | Auxiliary bus Viadukten 2 | Scenario_7 | outage_line_3
0.95457 | -1.59 | 0 | 0 | Auxiliary bus Viadukten 3 | Scenario_7 | outage_line_3
0.98776 | -1.5768 | 0 | 0 | BOR HAS split 1 | Scenario_7 | outage_line_3
0.98749 | -1.586 | 0 | 0 | BOR HAS split 2 | Scenario_7 | outage_line_3
0.99084 | -1.3337 | 0 | 0 | Borrby | Scenario_7 | outage_line_3
0.91 | 0 | -12.2432 | -2.6296 | Tomelilla | Scenario_7 | outage_line_3
|  | 0 | 0 | Vaerket Blok 6 | Scenario_7 | outage_line_3
|  | 0 | 0 | Vaerket Blok 5 | Scenario_7 | outage_line_3
|  | 0 | 0 | Vaerket Diesler | Scenario_7 | outage_line_3
|  | 0 | 0 | Vaer N | Scenario_7 | outage_line_3
0.98632 | -1.5773 | 0 | 3.8913 | Dampværk A | Scenario_7 | outage_line_3
0.98632 | -1.5773 | 0 | 0 | Dampværk B | Scenario_7 | outage_line_3
0.98632 | -1.5773 | 0 | 0 | Aux bus trafo DMP | Scenario_7 | outage_line_3
0.98632 | -1.5773 | 0.3451 | 0 | Aux bus trafo DMP 2 | Scenario_7 | outage_line_3
|  | 0 | 0 | Snorrebakken 10 kV | Scenario_7 | outage_line_3
0.95913 | -1.691 | 0 | 0 | Aux bus trafo HASLE | Scenario_7 | outage_line_3
0.95913 | -1.691 | 0 | 0 | Aux bus trafo HASLE | Scenario_7 | outage_line_3
0.99493 | -2.9579 | 2.326 | 0.82122 | Hasle 10 kV | Scenario_7 | outage_line_3
0.95134 | -3.4847 | 1.5685 | 0.11588 | Olsker 10 kV | Scenario_7 | outage_line_3
0.99422 | -2.5269 | 1.6211 | 0.78094 | Østerlars 10 kV | Scenario_7 | outage_line_3
0.99251 | -1.9166 | 0.80729 | 1.3983 | Åkirkeby 10 kV | Scenario_7 | outage_line_3
0.9987 | -2.8505 | 1.8267 | 0.080629 | Nexø 10 kV | Scenario_7 | outage_line_3
1 | 0 | -4.0322 | 0.24179 | Bodilsker 10 kV | Scenario_7 | outage_line_3
0.94712 | -1.9086 | 1.0155 | 5.347 | Rønne Syd 10 kV | Scenario_7 | outage_line_3
0.9701 | -2.6155 | 1.7078 | 2.958 | Allinge 10 kV | Scenario_7 | outage_line_3
0.99152 | -2.3559 | 0.85124 | 0.86827 | Svaneke 10 kV | Scenario_7 | outage_line_3
0.98965 | -1.8744 | 0.64616 | 1.1192 | Viadukten 10 kV | Scenario_7 | outage_line_3
0.95457 | -1.59 | 0 | 0 | Auxiliary bus Viadukten 4 | Scenario_7 | outage_line_3
0.99308 | -1.8207 | 0.48049 | 0.83222 | Rønne Nord 10 kV | Scenario_7 | outage_line_3
0.99451 | -2.5113 | 1.2452 | 0.5194 | Poulsker 10 kV | Scenario_7 | outage_line_3
0.9909 | -1.8817 | 0.59978 | 1.0389 | Vesthavnen 10 kV | Scenario_7 | outage_line_3
0.95065 | -2.6908 | 0.68513 | 0.14913 | Gudhjem 10 kV | Scenario_7 | outage_line_3
0.96846 | -1.8161 | 0 | 0 | Hasle A | Scenario_7 | outage_line_4
|  | 0 | 0 | Hasle B | Scenario_7 | outage_line_4
|  | 0 | 0 | Snorrebakken | Scenario_7 | outage_line_4
|  | 0 | 0 | Olsker | Scenario_7 | outage_line_4
0.96548 | -1.7685 | 0 | 0 | Ronne Nord | Scenario_7 | outage_line_4
0.96922 | -1.8127 | 0 | 0 | BOR-HAS split 3 | Scenario_7 | outage_line_4
0.96343 | -1.9199 | 0 | 0 | Allinge | Scenario_7 | outage_line_4
0.96348 | -2.018 | 0 | 0 | Svaneke | Scenario_7 | outage_line_4
0.96344 | -1.9969 | 0 | 0 | Nexo | Scenario_7 | outage_line_4
0.9639 | -1.953 | 0 | 0 | Bodilsker | Scenario_7 | outage_line_4
0.96344 | -1.9678 | 0 | 0 | Poulsker | Scenario_7 | outage_line_4
0.96303 | -1.8451 | 0 | 0 | Aakirkeby | Scenario_7 | outage_line_4
0.96375 | -2.0069 | 0 | 0 | Dalslunde | Scenario_7 | outage_line_4
0.9631 | -2.0663 | 0 | 0 | Osterlars | Scenario_7 | outage_line_4
0.96432 | -1.9452 | 0 | 0 | Olsker | Scenario_7 | outage_line_4
0.96292 | -2.0849 | 0 | 0 | Gudhjem | Scenario_7 | outage_line_4
0.96485 | -1.755 | 0 | 0 | Viadukten A | Scenario_7 | outage_line_4
|  | 0 | 0 | Viadukten B | Scenario_7 | outage_line_4
0.96437 | -1.7435 | 0 | 0 | Ronne Syd | Scenario_7 | outage_line_4
|  | 0 | 0 | Vaerket A | Scenario_7 | outage_line_4
|  | 0 | 0 | Vaerket B | Scenario_7 | outage_line_4
0.96537 | -1.7679 | 0 | 0 | Vesthavnen | Scenario_7 | outage_line_4
0.96485 | -1.755 | 0 | 0 | Auxiliary bus Viadukten 1 | Scenario_7 | outage_line_4
0.96485 | -1.755 | 0 | 0 | Auxiliary bus Viadukten 2 | Scenario_7 | outage_line_4
0.96485 | -1.755 | 0 | 0 | Auxiliary bus Viadukten 3 | Scenario_7 | outage_line_4
0.99335 | -1.5277 | 0 | 0 | BOR HAS split 1 | Scenario_7 | outage_line_4
0.99312 | -1.5386 | 0 | 0 | BOR HAS split 2 | Scenario_7 | outage_line_4
0.99543 | -1.277 | 0 | 0 | Borrby | Scenario_7 | outage_line_4
0.91 | 0 | -11.6628 | -0.24331 | Tomelilla | Scenario_7 | outage_line_4
|  | 0 | 0 | Vaerket Blok 6 | Scenario_7 | outage_line_4
|  | 0 | 0 | Vaerket Blok 5 | Scenario_7 | outage_line_4
|  | 0 | 0 | Vaerket Diesler | Scenario_7 | outage_line_4
|  | 0 | 0 | Vaer N | Scenario_7 | outage_line_4
|  | 0 | 0 | Dampværk A | Scenario_7 | outage_line_4
|  | 0 | 0 | Dampværk B | Scenario_7 | outage_line_4
|  | 0 | 0 | Aux bus trafo DMP | Scenario_7 | outage_line_4
|  | 0 | 0 | Aux bus trafo DMP 2 | Scenario_7 | outage_line_4
|  | 0 | 0 | Snorrebakken 10 kV | Scenario_7 | outage_line_4
0.96846 | -1.8161 | 0 | 0 | Aux bus trafo HASLE | Scenario_7 | outage_line_4
0.96846 | -1.8161 | 0 | 0 | Aux bus trafo HASLE | Scenario_7 | outage_line_4
1.0048 | -3.0585 | 2.326 | 0.82122 | Hasle 10 kV | Scenario_7 | outage_line_4
0.96063 | -3.5669 | 1.5685 | 0.11588 | Olsker 10 kV | Scenario_7 | outage_line_4
1.0037 | -2.6102 | 1.6211 | 0.78094 | Østerlars 10 kV | Scenario_7 | outage_line_4
1.0026 | -2.0364 | 0.80729 | 1.3983 | Åkirkeby 10 kV | Scenario_7 | outage_line_4
1.0078 | -2.9103 | 1.8267 | 0.080629 | Nexø 10 kV | Scenario_7 | outage_line_4
1 | 0 | -4.1647 | 1.3646 | Bodilsker 10 kV | Scenario_7 | outage_line_4
0.95786 | -2.0701 | 1.0155 | 5.4289 | Rønne Syd 10 kV | Scenario_7 | outage_line_4
0.98009 | -2.714 | 1.7078 | 2.958 | Allinge 10 kV | Scenario_7 | outage_line_4
1.0007 | -2.427 | 0.85124 | 0.86827 | Svaneke 10 kV | Scenario_7 | outage_line_4
1.0005 | -2.0334 | 0.64616 | 1.1192 | Viadukten 10 kV | Scenario_7 | outage_line_4
0.96485 | -1.755 | 0 | 0 | Auxiliary bus Viadukten 4 | Scenario_7 | outage_line_4
1.0037 | -1.9735 | 0.48049 | 0.83222 | Rønne Nord 10 kV | Scenario_7 | outage_line_4
1.0036 | -2.5756 | 1.2452 | 0.5194 | Poulsker 10 kV | Scenario_7 | outage_line_4
1.0016 | -2.0332 | 0.59978 | 1.0389 | Vesthavnen 10 kV | Scenario_7 | outage_line_4
0.95966 | -2.7712 | 0.68513 | 0.14913 | Gudhjem 10 kV | Scenario_7 | outage_line_4
0.97095 | -1.7617 | 0 | 0 | Hasle A | Scenario_7 | outage_line_5
|  | 0 | 0 | Hasle B | Scenario_7 | outage_line_5
|  | 0 | 0 | Snorrebakken | Scenario_7 | outage_line_5
|  | 0 | 0 | Olsker | Scenario_7 | outage_line_5
0.96823 | -1.7139 | 0 | 0 | Ronne Nord | Scenario_7 | outage_line_5
0.97168 | -1.7584 | 0 | 0 | BOR-HAS split 3 | Scenario_7 | outage_line_5
0.96587 | -1.8644 | 0 | 0 | Allinge | Scenario_7 | outage_line_5
0.96565 | -1.9593 | 0 | 0 | Svaneke | Scenario_7 | outage_line_5
0.9656 | -1.938 | 0 | 0 | Nexo | Scenario_7 | outage_line_5
0.96605 | -1.894 | 0 | 0 | Bodilsker | Scenario_7 | outage_line_5
0.96559 | -1.9087 | 0 | 0 | Poulsker | Scenario_7 | outage_line_5
0.96546 | -1.7879 | 0 | 0 | Aakirkeby | Scenario_7 | outage_line_5
0.96594 | -1.9484 | 0 | 0 | Dalslunde | Scenario_7 | outage_line_5
0.9654 | -2.0087 | 0 | 0 | Osterlars | Scenario_7 | outage_line_5
0.96676 | -1.8896 | 0 | 0 | Olsker | Scenario_7 | outage_line_5
0.96522 | -2.0273 | 0 | 0 | Gudhjem | Scenario_7 | outage_line_5
0.96758 | -1.7001 | 0 | 0 | Viadukten A | Scenario_7 | outage_line_5
|  | 0 | 0 | Viadukten B | Scenario_7 | outage_line_5
0.96708 | -1.6883 | 0 | 0 | Ronne Syd | Scenario_7 | outage_line_5
|  | 0 | 0 | Vaerket A | Scenario_7 | outage_line_5
|  | 0 | 0 | Vaerket B | Scenario_7 | outage_line_5
|  | 0 | 0 | Vesthavnen | Scenario_7 | outage_line_5
0.96758 | -1.7001 | 0 | 0 | Auxiliary bus Viadukten 1 | Scenario_7 | outage_line_5
0.96758 | -1.7001 | 0 | 0 | Auxiliary bus Viadukten 2 | Scenario_7 | outage_line_5
0.96758 | -1.7001 | 0 | 0 | Auxiliary bus Viadukten 3 | Scenario_7 | outage_line_5
0.99452 | -1.4677 | 0 | 0 | BOR HAS split 1 | Scenario_7 | outage_line_5
0.99432 | -1.4785 | 0 | 0 | BOR HAS split 2 | Scenario_7 | outage_line_5
0.99635 | -1.224 | 0 | 0 | Borrby | Scenario_7 | outage_line_5
0.91 | 0 | -11.167 | 0.22501 | Tomelilla | Scenario_7 | outage_line_5
|  | 0 | 0 | Vaerket Blok 6 | Scenario_7 | outage_line_5
|  | 0 | 0 | Vaerket Blok 5 | Scenario_7 | outage_line_5
|  | 0 | 0 | Vaerket Diesler | Scenario_7 | outage_line_5
|  | 0 | 0 | Vaer N | Scenario_7 | outage_line_5
|  | 0 | 0 | Dampværk A | Scenario_7 | outage_line_5
|  | 0 | 0 | Dampværk B | Scenario_7 | outage_line_5
|  | 0 | 0 | Aux bus trafo DMP | Scenario_7 | outage_line_5
|  | 0 | 0 | Aux bus trafo DMP 2 | Scenario_7 | outage_line_5
|  | 0 | 0 | Snorrebakken 10 kV | Scenario_7 | outage_line_5
0.97095 | -1.7617 | 0 | 0 | Aux bus trafo HASLE | Scenario_7 | outage_line_5
0.97095 | -1.7617 | 0 | 0 | Aux bus trafo HASLE | Scenario_7 | outage_line_5
1.0074 | -2.9976 | 2.326 | 0.82122 | Hasle 10 kV | Scenario_7 | outage_line_5
0.96307 | -3.503 | 1.5685 | 0.11588 | Olsker 10 kV | Scenario_7 | outage_line_5
1.0061 | -2.55 | 1.6211 | 0.78094 | Østerlars 10 kV | Scenario_7 | outage_line_5
1.0052 | -1.9783 | 0.80729 | 1.3983 | Åkirkeby 10 kV | Scenario_7 | outage_line_5
1.0101 | -2.8473 | 1.8267 | 0.080629 | Nexø 10 kV | Scenario_7 | outage_line_5
1 | 0 | -4.0287 | 1.6389 | Bodilsker 10 kV | Scenario_7 | outage_line_5
0.96066 | -2.0121 | 1.0155 | 5.4503 | Rønne Syd 10 kV | Scenario_7 | outage_line_5
0.98272 | -2.6544 | 1.7078 | 2.958 | Allinge 10 kV | Scenario_7 | outage_line_5
1.003 | -2.3664 | 0.85124 | 0.86827 | Svaneke 10 kV | Scenario_7 | outage_line_5
1.0034 | -1.9768 | 0.64616 | 1.1192 | Viadukten 10 kV | Scenario_7 | outage_line_5
0.96758 | -1.7001 | 0 | 0 | Auxiliary bus Viadukten 4 | Scenario_7 | outage_line_5
1.0066 | -1.9177 | 0.48049 | 0.83222 | Rønne Nord 10 kV | Scenario_7 | outage_line_5
1.0059 | -2.5137 | 1.2452 | 0.5194 | Poulsker 10 kV | Scenario_7 | outage_line_5
|  | 0 | 0 | Vesthavnen 10 kV | Scenario_7 | outage_line_5
0.96197 | -2.7103 | 0.68513 | 0.14913 | Gudhjem 10 kV | Scenario_7 | outage_line_5
0.97512 | -1.8459 | 0 | 0 | Hasle A | Scenario_7 | outage_line_6
|  | 0 | 0 | Hasle B | Scenario_7 | outage_line_6
|  | 0 | 0 | Snorrebakken | Scenario_7 | outage_line_6
|  | 0 | 0 | Olsker | Scenario_7 | outage_line_6
0.92162 | -1.6213 | 0 | 0 | Ronne Nord | Scenario_7 | outage_line_6
0.97581 | -1.8407 | 0 | 0 | BOR-HAS split 3 | Scenario_7 | outage_line_6
0.9647 | -1.9597 | 0 | 0 | Allinge | Scenario_7 | outage_line_6
0.94571 | -2.0932 | 0 | 0 | Svaneke | Scenario_7 | outage_line_6
0.94459 | -2.0696 | 0 | 0 | Nexo | Scenario_7 | outage_line_6
0.94453 | -2.019 | 0 | 0 | Bodilsker | Scenario_7 | outage_line_6
0.94405 | -2.0339 | 0 | 0 | Poulsker | Scenario_7 | outage_line_6
0.9321 | -1.8209 | 0 | 0 | Aakirkeby | Scenario_7 | outage_line_6
0.94683 | -2.0844 | 0 | 0 | Dalslunde | Scenario_7 | outage_line_6
0.95402 | -2.1281 | 0 | 0 | Osterlars | Scenario_7 | outage_line_6
0.96558 | -1.9849 | 0 | 0 | Olsker | Scenario_7 | outage_line_6
0.95383 | -2.1468 | 0 | 0 | Gudhjem | Scenario_7 | outage_line_6
0.9217 | -1.6224 | 0 | 0 | Viadukten A | Scenario_7 | outage_line_6
|  | 0 | 0 | Viadukten B | Scenario_7 | outage_line_6
0.92187 | -1.6244 | 0 | 0 | Ronne Syd | Scenario_7 | outage_line_6
|  | 0 | 0 | Vaerket A | Scenario_7 | outage_line_6
|  | 0 | 0 | Vaerket B | Scenario_7 | outage_line_6
|  | 0 | 0 | Vesthavnen | Scenario_7 | outage_line_6
0.9217 | -1.6224 | 0 | 0 | Auxiliary bus Viadukten 1 | Scenario_7 | outage_line_6
0.9217 | -1.6224 | 0 | 0 | Auxiliary bus Viadukten 2 | Scenario_7 | outage_line_6
0.9217 | -1.6224 | 0 | 0 | Auxiliary bus Viadukten 3 | Scenario_7 | outage_line_6
0.99712 | -1.4617 | 0 | 0 | BOR HAS split 1 | Scenario_7 | outage_line_6
0.99694 | -1.4734 | 0 | 0 | BOR HAS split 2 | Scenario_7 | outage_line_6
0.9985 | -1.2116 | 0 | 0 | Borrby | Scenario_7 | outage_line_6
0.91 | 0 | -11.0212 | 1.3475 | Tomelilla | Scenario_7 | outage_line_6
|  | 0 | 0 | Vaerket Blok 6 | Scenario_7 | outage_line_6
|  | 0 | 0 | Vaerket Blok 5 | Scenario_7 | outage_line_6
|  | 0 | 0 | Vaerket Diesler | Scenario_7 | outage_line_6
|  | 0 | 0 | Vaer N | Scenario_7 | outage_line_6
|  | 0 | 0 | Dampværk A | Scenario_7 | outage_line_6
|  | 0 | 0 | Dampværk B | Scenario_7 | outage_line_6
|  | 0 | 0 | Aux bus trafo DMP | Scenario_7 | outage_line_6
|  | 0 | 0 | Aux bus trafo DMP 2 | Scenario_7 | outage_line_6
|  | 0 | 0 | Snorrebakken 10 kV | Scenario_7 | outage_line_6
0.97512 | -1.8459 | 0 | 0 | Aux bus trafo HASLE | Scenario_7 | outage_line_6
0.97512 | -1.8459 | 0 | 0 | Aux bus trafo HASLE | Scenario_7 | outage_line_6
1.0119 | -3.0712 | 2.326 | 0.82122 | Hasle 10 kV | Scenario_7 | outage_line_6
0.96189 | -3.6023 | 1.5685 | 0.11588 | Olsker 10 kV | Scenario_7 | outage_line_6
0.9941 | -2.6824 | 1.6211 | 0.78094 | Østerlars 10 kV | Scenario_7 | outage_line_6
0.96999 | -2.0252 | 0.80729 | 1.3983 | Åkirkeby 10 kV | Scenario_7 | outage_line_6
0.98804 | -3.0199 | 1.8267 | 0.080629 | Nexø 10 kV | Scenario_7 | outage_line_6
1 | 0 | -4.3722 | -1.132 | Bodilsker 10 kV | Scenario_7 | outage_line_6
0.9141 | -1.997 | 1.0155 | 5.1012 | Rønne Syd 10 kV | Scenario_7 | outage_line_6
0.98145 | -2.7516 | 1.7078 | 2.958 | Allinge 10 kV | Scenario_7 | outage_line_6
0.98196 | -2.5178 | 0.85124 | 0.86827 | Svaneke 10 kV | Scenario_7 | outage_line_6
0.95485 | -1.9278 | 0.64616 | 1.1192 | Viadukten 10 kV | Scenario_7 | outage_line_6
0.9217 | -1.6224 | 0 | 0 | Auxiliary bus Viadukten 4 | Scenario_7 | outage_line_6
0.95743 | -1.8465 | 0.48049 | 0.83222 | Rønne Nord 10 kV | Scenario_7 | outage_line_6
0.98322 | -2.6671 | 1.2452 | 0.5194 | Poulsker 10 kV | Scenario_7 | outage_line_6
|  | 0 | 0 | Vesthavnen 10 kV | Scenario_7 | outage_line_6
0.95054 | -2.8463 | 0.68513 | 0.14913 | Gudhjem 10 kV | Scenario_7 | outage_line_6
0.97666 | -1.8019 | 0 | 0 | Hasle A | Scenario_7 | outage_line_7
|  | 0 | 0 | Hasle B | Scenario_7 | outage_line_7
|  | 0 | 0 | Snorrebakken | Scenario_7 | outage_line_7
|  | 0 | 0 | Olsker | Scenario_7 | outage_line_7
|  | 0 | 0 | Ronne Nord | Scenario_7 | outage_line_7
0.97732 | -1.7969 | 0 | 0 | BOR-HAS split 3 | Scenario_7 | outage_line_7
0.96657 | -1.9077 | 0 | 0 | Allinge | Scenario_7 | outage_line_7
0.94873 | -2.013 | 0 | 0 | Svaneke | Scenario_7 | outage_line_7
0.94768 | -1.9881 | 0 | 0 | Nexo | Scenario_7 | outage_line_7
0.94765 | -1.9372 | 0 | 0 | Bodilsker | Scenario_7 | outage_line_7
0.94718 | -1.9522 | 0 | 0 | Poulsker | Scenario_7 | outage_line_7
0.93632 | -1.732 | 0 | 0 | Aakirkeby | Scenario_7 | outage_line_7
0.9498 | -2.0053 | 0 | 0 | Dalslunde | Scenario_7 | outage_line_7
0.95652 | -2.0605 | 0 | 0 | Osterlars | Scenario_7 | outage_line_7
0.96746 | -1.9328 | 0 | 0 | Olsker | Scenario_7 | outage_line_7
0.95634 | -2.0792 | 0 | 0 | Gudhjem | Scenario_7 | outage_line_7
0.92709 | -1.527 | 0 | 0 | Viadukten A | Scenario_7 | outage_line_7
|  | 0 | 0 | Viadukten B | Scenario_7 | outage_line_7
0.92719 | -1.5285 | 0 | 0 | Ronne Syd | Scenario_7 | outage_line_7
|  | 0 | 0 | Vaerket A | Scenario_7 | outage_line_7
|  | 0 | 0 | Vaerket B | Scenario_7 | outage_line_7
|  | 0 | 0 | Vesthavnen | Scenario_7 | outage_line_7
0.92709 | -1.527 | 0 | 0 | Auxiliary bus Viadukten 1 | Scenario_7 | outage_line_7
0.92709 | -1.527 | 0 | 0 | Auxiliary bus Viadukten 2 | Scenario_7 | outage_line_7
0.92709 | -1.527 | 0 | 0 | Auxiliary bus Viadukten 3 | Scenario_7 | outage_line_7
0.99781 | -1.4192 | 0 | 0 | BOR HAS split 1 | Scenario_7 | outage_line_7
0.99764 | -1.4308 | 0 | 0 | BOR HAS split 2 | Scenario_7 | outage_line_7
0.99903 | -1.1744 | 0 | 0 | Borrby | Scenario_7 | outage_line_7
0.91 | 0 | -10.6738 | 1.6157 | Tomelilla | Scenario_7 | outage_line_7
|  | 0 | 0 | Vaerket Blok 6 | Scenario_7 | outage_line_7
|  | 0 | 0 | Vaerket Blok 5 | Scenario_7 | outage_line_7
|  | 0 | 0 | Vaerket Diesler | Scenario_7 | outage_line_7
|  | 0 | 0 | Vaer N | Scenario_7 | outage_line_7
|  | 0 | 0 | Dampværk A | Scenario_7 | outage_line_7
|  | 0 | 0 | Dampværk B | Scenario_7 | outage_line_7
|  | 0 | 0 | Aux bus trafo DMP | Scenario_7 | outage_line_7
|  | 0 | 0 | Aux bus trafo DMP 2 | Scenario_7 | outage_line_7
|  | 0 | 0 | Snorrebakken 10 kV | Scenario_7 | outage_line_7
0.97666 | -1.8019 | 0 | 0 | Aux bus trafo HASLE | Scenario_7 | outage_line_7
0.97666 | -1.8019 | 0 | 0 | Aux bus trafo HASLE | Scenario_7 | outage_line_7
1.0135 | -3.0233 | 2.326 | 0.82122 | Hasle 10 kV | Scenario_7 | outage_line_7
0.96378 | -3.5439 | 1.5685 | 0.11588 | Olsker 10 kV | Scenario_7 | outage_line_7
0.99674 | -2.6119 | 1.6211 | 0.78094 | Østerlars 10 kV | Scenario_7 | outage_line_7
0.97444 | -1.9345 | 0.80729 | 1.3983 | Åkirkeby 10 kV | Scenario_7 | outage_line_7
0.99128 | -2.9322 | 1.8267 | 0.080629 | Nexø 10 kV | Scenario_7 | outage_line_7
1 | 0 | -4.1873 | -0.73346 | Bodilsker 10 kV | Scenario_7 | outage_line_7
0.91959 | -1.895 | 1.0155 | 5.1414 | Rønne Syd 10 kV | Scenario_7 | outage_line_7
0.98348 | -2.6965 | 1.7078 | 2.958 | Allinge 10 kV | Scenario_7 | outage_line_7
0.98515 | -2.435 | 0.85124 | 0.86827 | Svaneke 10 kV | Scenario_7 | outage_line_7
0.96055 | -1.8288 | 0.64616 | 1.1192 | Viadukten 10 kV | Scenario_7 | outage_line_7
0.92709 | -1.527 | 0 | 0 | Auxiliary bus Viadukten 4 | Scenario_7 | outage_line_7
|  | 0 | 0 | Rønne Nord 10 kV | Scenario_7 | outage_line_7
0.98651 | -2.5811 | 1.2452 | 0.5194 | Poulsker 10 kV | Scenario_7 | outage_line_7
|  | 0 | 0 | Vesthavnen 10 kV | Scenario_7 | outage_line_7
0.95305 | -2.775 | 0.68513 | 0.14913 | Gudhjem 10 kV | Scenario_7 | outage_line_7
0.97896 | -1.7459 | 0 | 0 | Hasle A | Scenario_7 | outage_line_8
|  | 0 | 0 | Hasle B | Scenario_7 | outage_line_8
|  | 0 | 0 | Snorrebakken | Scenario_7 | outage_line_8
|  | 0 | 0 | Olsker | Scenario_7 | outage_line_8
|  | 0 | 0 | Ronne Nord | Scenario_7 | outage_line_8
0.97959 | -1.7412 | 0 | 0 | BOR-HAS split 3 | Scenario_7 | outage_line_8
0.96939 | -1.8422 | 0 | 0 | Allinge | Scenario_7 | outage_line_8
0.95326 | -1.9138 | 0 | 0 | Svaneke | Scenario_7 | outage_line_8
0.9523 | -1.8874 | 0 | 0 | Nexo | Scenario_7 | outage_line_8
0.95232 | -1.8363 | 0 | 0 | Bodilsker | Scenario_7 | outage_line_8
0.95185 | -1.8512 | 0 | 0 | Poulsker | Scenario_7 | outage_line_8
0.9426 | -1.6279 | 0 | 0 | Aakirkeby | Scenario_7 | outage_line_8
0.95425 | -1.9071 | 0 | 0 | Dalslunde | Scenario_7 | outage_line_8
0.96027 | -1.9761 | 0 | 0 | Osterlars | Scenario_7 | outage_line_8
0.97027 | -1.8671 | 0 | 0 | Olsker | Scenario_7 | outage_line_8
0.96009 | -1.9947 | 0 | 0 | Gudhjem | Scenario_7 | outage_line_8
|  | 0 | 0 | Viadukten A | Scenario_7 | outage_line_8
|  | 0 | 0 | Viadukten B | Scenario_7 | outage_line_8
0.93507 | -1.4216 | 0 | 0 | Ronne Syd | Scenario_7 | outage_line_8
|  | 0 | 0 | Vaerket A | Scenario_7 | outage_line_8
|  | 0 | 0 | Vaerket B | Scenario_7 | outage_line_8
|  | 0 | 0 | Vesthavnen | Scenario_7 | outage_line_8
|  | 0 | 0 | Auxiliary bus Viadukten 1 | Scenario_7 | outage_line_8
|  | 0 | 0 | Auxiliary bus Viadukten 2 | Scenario_7 | outage_line_8
|  | 0 | 0 | Auxiliary bus Viadukten 3 | Scenario_7 | outage_line_8
0.99887 | -1.3608 | 0 | 0 | BOR HAS split 1 | Scenario_7 | outage_line_8
0.99872 | -1.3723 | 0 | 0 | BOR HAS split 2 | Scenario_7 | outage_line_8
0.99986 | -1.123 | 0 | 0 | Borrby | Scenario_7 | outage_line_8
0.91 | 0 | -10.1914 | 2.0365 | Tomelilla | Scenario_7 | outage_line_8
|  | 0 | 0 | Vaerket Blok 6 | Scenario_7 | outage_line_8
|  | 0 | 0 | Vaerket Blok 5 | Scenario_7 | outage_line_8
|  | 0 | 0 | Vaerket Diesler | Scenario_7 | outage_line_8
|  | 0 | 0 | Vaer N | Scenario_7 | outage_line_8
|  | 0 | 0 | Dampværk A | Scenario_7 | outage_line_8
|  | 0 | 0 | Dampværk B | Scenario_7 | outage_line_8
|  | 0 | 0 | Aux bus trafo DMP | Scenario_7 | outage_line_8
|  | 0 | 0 | Aux bus trafo DMP 2 | Scenario_7 | outage_line_8
|  | 0 | 0 | Snorrebakken 10 kV | Scenario_7 | outage_line_8
0.97896 | -1.7459 | 0 | 0 | Aux bus trafo HASLE | Scenario_7 | outage_line_8
0.97896 | -1.7459 | 0 | 0 | Aux bus trafo HASLE | Scenario_7 | outage_line_8
1.0159 | -2.9615 | 2.326 | 0.82122 | Hasle 10 kV | Scenario_7 | outage_line_8
0.9666 | -3.4689 | 1.5685 | 0.11588 | Olsker 10 kV | Scenario_7 | outage_line_8
1.0007 | -2.5232 | 1.6211 | 0.78094 | Østerlars 10 kV | Scenario_7 | outage_line_8
0.98106 | -1.8277 | 0.80729 | 1.3983 | Åkirkeby 10 kV | Scenario_7 | outage_line_8
0.99613 | -2.8223 | 1.8267 | 0.080629 | Nexø 10 kV | Scenario_7 | outage_line_8
1 | 0 | -3.9545 | -0.13708 | Bodilsker 10 kV | Scenario_7 | outage_line_8
0.92771 | -1.7792 | 1.0155 | 5.2014 | Rønne Syd 10 kV | Scenario_7 | outage_line_8
0.98651 | -2.6262 | 1.7078 | 2.958 | Allinge 10 kV | Scenario_7 | outage_line_8
0.98993 | -2.3317 | 0.85124 | 0.86827 | Svaneke 10 kV | Scenario_7 | outage_line_8
|  | 0 | 0 | Viadukten 10 kV | Scenario_7 | outage_line_8
|  | 0 | 0 | Auxiliary bus Viadukten 4 | Scenario_7 | outage_line_8
|  | 0 | 0 | Rønne Nord 10 kV | Scenario_7 | outage_line_8
0.99143 | -2.474 | 1.2452 | 0.5194 | Poulsker 10 kV | Scenario_7 | outage_line_8
|  | 0 | 0 | Vesthavnen 10 kV | Scenario_7 | outage_line_8
0.95681 | -2.6851 | 0.68513 | 0.14913 | Gudhjem 10 kV | Scenario_7 | outage_line_8
0.99146 | -1.7548 | 0 | 0 | Hasle A | Scenario_7 | outage_line_9
|  | 0 | 0 | Hasle B | Scenario_7 | outage_line_9
|  | 0 | 0 | Snorrebakken | Scenario_7 | outage_line_9
|  | 0 | 0 | Olsker | Scenario_7 | outage_line_9
|  | 0 | 0 | Ronne Nord | Scenario_7 | outage_line_9
0.99194 | -1.7474 | 0 | 0 | BOR-HAS split 3 | Scenario_7 | outage_line_9
0.98453 | -1.87 | 0 | 0 | Allinge | Scenario_7 | outage_line_9
0.97734 | -2.0134 | 0 | 0 | Svaneke | Scenario_7 | outage_line_9
0.97688 | -1.9933 | 0 | 0 | Nexo | Scenario_7 | outage_line_9
0.97711 | -1.9484 | 0 | 0 | Bodilsker | Scenario_7 | outage_line_9
0.97666 | -1.963 | 0 | 0 | Poulsker | Scenario_7 | outage_line_9
0.97487 | -1.9386 | 0 | 0 | Aakirkeby | Scenario_7 | outage_line_9
0.97793 | -2.0013 | 0 | 0 | Dalslunde | Scenario_7 | outage_line_9
0.9803 | -2.0387 | 0 | 0 | Osterlars | Scenario_7 | outage_line_9
0.9854 | -1.894 | 0 | 0 | Olsker | Scenario_7 | outage_line_9
0.98013 | -2.0571 | 0 | 0 | Gudhjem | Scenario_7 | outage_line_9
|  | 0 | 0 | Viadukten A | Scenario_7 | outage_line_9
|  | 0 | 0 | Viadukten B | Scenario_7 | outage_line_9
|  | 0 | 0 | Ronne Syd | Scenario_7 | outage_line_9
|  | 0 | 0 | Vaerket A | Scenario_7 | outage_line_9
|  | 0 | 0 | Vaerket B | Scenario_7 | outage_line_9
|  | 0 | 0 | Vesthavnen | Scenario_7 | outage_line_9
|  | 0 | 0 | Auxiliary bus Viadukten 1 | Scenario_7 | outage_line_9
|  | 0 | 0 | Auxiliary bus Viadukten 2 | Scenario_7 | outage_line_9
|  | 0 | 0 | Auxiliary bus Viadukten 3 | Scenario_7 | outage_line_9
1.0058 | -1.2138 | 0 | 0 | BOR HAS split 1 | Scenario_7 | outage_line_9
1.0057 | -1.2267 | 0 | 0 | BOR HAS split 2 | Scenario_7 | outage_line_9
1.0055 | -0.98148 | 0 | 0 | Borrby | Scenario_7 | outage_line_9
0.91 | 0 | -8.8014 | 4.9268 | Tomelilla | Scenario_7 | outage_line_9
|  | 0 | 0 | Vaerket Blok 6 | Scenario_7 | outage_line_9
|  | 0 | 0 | Vaerket Blok 5 | Scenario_7 | outage_line_9
|  | 0 | 0 | Vaerket Diesler | Scenario_7 | outage_line_9
|  | 0 | 0 | Vaer N | Scenario_7 | outage_line_9
|  | 0 | 0 | Dampværk A | Scenario_7 | outage_line_9
|  | 0 | 0 | Dampværk B | Scenario_7 | outage_line_9
|  | 0 | 0 | Aux bus trafo DMP | Scenario_7 | outage_line_9
|  | 0 | 0 | Aux bus trafo DMP 2 | Scenario_7 | outage_line_9
|  | 0 | 0 | Snorrebakken 10 kV | Scenario_7 | outage_line_9
0.99146 | -1.7548 | 0 | 0 | Aux bus trafo HASLE | Scenario_7 | outage_line_9
0.99146 | -1.7548 | 0 | 0 | Aux bus trafo HASLE | Scenario_7 | outage_line_9
1.0291 | -2.9396 | 2.326 | 0.82122 | Hasle 10 kV | Scenario_7 | outage_line_9
0.98179 | -3.4467 | 1.5685 | 0.11588 | Olsker 10 kV | Scenario_7 | outage_line_9
1.0218 | -2.5636 | 1.6211 | 0.78094 | Østerlars 10 kV | Scenario_7 | outage_line_9
1.0151 | -2.1254 | 0.80729 | 1.3983 | Åkirkeby 10 kV | Scenario_7 | outage_line_9
1.0219 | -2.8817 | 1.8267 | 0.080629 | Nexø 10 kV | Scenario_7 | outage_line_9
1 | 0 | -4.1087 | 3.0694 | Bodilsker 10 kV | Scenario_7 | outage_line_9
|  | 0 | 0 | Rønne Syd 10 kV | Scenario_7 | outage_line_9
1.0028 | -2.6293 | 1.7078 | 2.958 | Allinge 10 kV | Scenario_7 | outage_line_9
1.0154 | -2.4107 | 0.85124 | 0.86827 | Svaneke 10 kV | Scenario_7 | outage_line_9
|  | 0 | 0 | Viadukten 10 kV | Scenario_7 | outage_line_9
|  | 0 | 0 | Auxiliary bus Viadukten 4 | Scenario_7 | outage_line_9
|  | 0 | 0 | Rønne Nord 10 kV | Scenario_7 | outage_line_9
1.0176 | -2.5543 | 1.2452 | 0.5194 | Poulsker 10 kV | Scenario_7 | outage_line_9
|  | 0 | 0 | Vesthavnen 10 kV | Scenario_7 | outage_line_9
0.97692 | -2.7195 | 0.68513 | 0.14913 | Gudhjem 10 kV | Scenario_7 | outage_line_9
0.99467 | -1.6955 | 0 | 0 | Hasle A | Scenario_7 | outage_line_10
|  | 0 | 0 | Hasle B | Scenario_7 | outage_line_10
|  | 0 | 0 | Snorrebakken | Scenario_7 | outage_line_10
|  | 0 | 0 | Olsker | Scenario_7 | outage_line_10
|  | 0 | 0 | Ronne Nord | Scenario_7 | outage_line_10
0.99511 | -1.6882 | 0 | 0 | BOR-HAS split 3 | Scenario_7 | outage_line_10
0.98844 | -1.8018 | 0 | 0 | Allinge | Scenario_7 | outage_line_10
0.98362 | -1.9143 | 0 | 0 | Svaneke | Scenario_7 | outage_line_10
0.98329 | -1.8931 | 0 | 0 | Nexo | Scenario_7 | outage_line_10
0.98359 | -1.8483 | 0 | 0 | Bodilsker | Scenario_7 | outage_line_10
0.98314 | -1.8628 | 0 | 0 | Poulsker | Scenario_7 | outage_line_10
|  | 0 | 0 | Aakirkeby | Scenario_7 | outage_line_10
0.9841 | -1.903 | 0 | 0 | Dalslunde | Scenario_7 | outage_line_10
0.98551 | -1.9529 | 0 | 0 | Osterlars | Scenario_7 | outage_line_10
0.98931 | -1.8255 | 0 | 0 | Olsker | Scenario_7 | outage_line_10
0.98534 | -1.9712 | 0 | 0 | Gudhjem | Scenario_7 | outage_line_10
|  | 0 | 0 | Viadukten A | Scenario_7 | outage_line_10
|  | 0 | 0 | Viadukten B | Scenario_7 | outage_line_10
|  | 0 | 0 | Ronne Syd | Scenario_7 | outage_line_10
|  | 0 | 0 | Vaerket A | Scenario_7 | outage_line_10
|  | 0 | 0 | Vaerket B | Scenario_7 | outage_line_10
|  | 0 | 0 | Vesthavnen | Scenario_7 | outage_line_10
|  | 0 | 0 | Auxiliary bus Viadukten 1 | Scenario_7 | outage_line_10
|  | 0 | 0 | Auxiliary bus Viadukten 2 | Scenario_7 | outage_line_10
|  | 0 | 0 | Auxiliary bus Viadukten 3 | Scenario_7 | outage_line_10
1.0073 | -1.1428 | 0 | 0 | BOR HAS split 1 | Scenario_7 | outage_line_10
1.0073 | -1.1557 | 0 | 0 | BOR HAS split 2 | Scenario_7 | outage_line_10
1.0067 | -0.91826 | 0 | 0 | Borrby | Scenario_7 | outage_line_10
0.91 | 0 | -8.1987 | 5.5472 | Tomelilla | Scenario_7 | outage_line_10
|  | 0 | 0 | Vaerket Blok 6 | Scenario_7 | outage_line_10
|  | 0 | 0 | Vaerket Blok 5 | Scenario_7 | outage_line_10
|  | 0 | 0 | Vaerket Diesler | Scenario_7 | outage_line_10
|  | 0 | 0 | Vaer N | Scenario_7 | outage_line_10
|  | 0 | 0 | Dampværk A | Scenario_7 | outage_line_10
|  | 0 | 0 | Dampværk B | Scenario_7 | outage_line_10
|  | 0 | 0 | Aux bus trafo DMP | Scenario_7 | outage_line_10
|  | 0 | 0 | Aux bus trafo DMP 2 | Scenario_7 | outage_line_10
|  | 0 | 0 | Snorrebakken 10 kV | Scenario_7 | outage_line_10
0.99467 | -1.6955 | 0 | 0 | Aux bus trafo HASLE | Scenario_7 | outage_line_10
0.99467 | -1.6955 | 0 | 0 | Aux bus trafo HASLE | Scenario_7 | outage_line_10
1.0325 | -2.8726 | 2.326 | 0.82122 | Hasle 10 kV | Scenario_7 | outage_line_10
0.98571 | -3.3659 | 1.5685 | 0.11588 | Olsker 10 kV | Scenario_7 | outage_line_10
1.0273 | -2.4722 | 1.6211 | 0.78094 | Østerlars 10 kV | Scenario_7 | outage_line_10
|  | 0 | 0 | Åkirkeby 10 kV | Scenario_7 | outage_line_10
1.0286 | -2.7699 | 1.8267 | 0.080629 | Nexø 10 kV | Scenario_7 | outage_line_10
1 | 0 | -3.8644 | 3.8991 | Bodilsker 10 kV | Scenario_7 | outage_line_10
|  | 0 | 0 | Rønne Syd 10 kV | Scenario_7 | outage_line_10
1.0071 | -2.555 | 1.7078 | 2.958 | Allinge 10 kV | Scenario_7 | outage_line_10
1.022 | -2.3066 | 0.85124 | 0.86827 | Svaneke 10 kV | Scenario_7 | outage_line_10
|  | 0 | 0 | Viadukten 10 kV | Scenario_7 | outage_line_10
|  | 0 | 0 | Auxiliary bus Viadukten 4 | Scenario_7 | outage_line_10
|  | 0 | 0 | Rønne Nord 10 kV | Scenario_7 | outage_line_10
1.0244 | -2.4463 | 1.2452 | 0.5194 | Poulsker 10 kV | Scenario_7 | outage_line_10
|  | 0 | 0 | Vesthavnen 10 kV | Scenario_7 | outage_line_10
0.98215 | -2.6265 | 0.68513 | 0.14913 | Gudhjem 10 kV | Scenario_7 | outage_line_10
0.99454 | -1.5464 | 0 | 0 | Hasle A | Scenario_7 | outage_line_11
|  | 0 | 0 | Hasle B | Scenario_7 | outage_line_11
|  | 0 | 0 | Snorrebakken | Scenario_7 | outage_line_11
|  | 0 | 0 | Olsker | Scenario_7 | outage_line_11
|  | 0 | 0 | Ronne Nord | Scenario_7 | outage_line_11
0.99497 | -1.5409 | 0 | 0 | BOR-HAS split 3 | Scenario_7 | outage_line_11
0.98833 | -1.6195 | 0 | 0 | Allinge | Scenario_7 | outage_line_11
0.9836 | -1.6137 | 0 | 0 | Svaneke | Scenario_7 | outage_line_11
0.98328 | -1.5856 | 0 | 0 | Nexo | Scenario_7 | outage_line_11
0.98359 | -1.5375 | 0 | 0 | Bodilsker | Scenario_7 | outage_line_11
|  | 0 | 0 | Poulsker | Scenario_7 | outage_line_11
|  | 0 | 0 | Aakirkeby | Scenario_7 | outage_line_11
0.98407 | -1.6076 | 0 | 0 | Dalslunde | Scenario_7 | outage_line_11
0.98544 | -1.7065 | 0 | 0 | Osterlars | Scenario_7 | outage_line_11
0.9892 | -1.6433 | 0 | 0 | Olsker | Scenario_7 | outage_line_11
0.98527 | -1.7248 | 0 | 0 | Gudhjem | Scenario_7 | outage_line_11
|  | 0 | 0 | Viadukten A | Scenario_7 | outage_line_11
|  | 0 | 0 | Viadukten B | Scenario_7 | outage_line_11
|  | 0 | 0 | Ronne Syd | Scenario_7 | outage_line_11
|  | 0 | 0 | Vaerket A | Scenario_7 | outage_line_11
|  | 0 | 0 | Vaerket B | Scenario_7 | outage_line_11
|  | 0 | 0 | Vesthavnen | Scenario_7 | outage_line_11
|  | 0 | 0 | Auxiliary bus Viadukten 1 | Scenario_7 | outage_line_11
|  | 0 | 0 | Auxiliary bus Viadukten 2 | Scenario_7 | outage_line_11
|  | 0 | 0 | Auxiliary bus Viadukten 3 | Scenario_7 | outage_line_11
1.0067 | -1.0633 | 0 | 0 | BOR HAS split 1 | Scenario_7 | outage_line_11
1.0067 | -1.0753 | 0 | 0 | BOR HAS split 2 | Scenario_7 | outage_line_11
1.0061 | -0.85412 | 0 | 0 | Borrby | Scenario_7 | outage_line_11
0.91 | 0 | -7.6193 | 5.2205 | Tomelilla | Scenario_7 | outage_line_11
|  | 0 | 0 | Vaerket Blok 6 | Scenario_7 | outage_line_11
|  | 0 | 0 | Vaerket Blok 5 | Scenario_7 | outage_line_11
|  | 0 | 0 | Vaerket Diesler | Scenario_7 | outage_line_11
|  | 0 | 0 | Vaer N | Scenario_7 | outage_line_11
|  | 0 | 0 | Dampværk A | Scenario_7 | outage_line_11
|  | 0 | 0 | Dampværk B | Scenario_7 | outage_line_11
|  | 0 | 0 | Aux bus trafo DMP | Scenario_7 | outage_line_11
|  | 0 | 0 | Aux bus trafo DMP 2 | Scenario_7 | outage_line_11
|  | 0 | 0 | Snorrebakken 10 kV | Scenario_7 | outage_line_11
0.99454 | -1.5464 | 0 | 0 | Aux bus trafo HASLE | Scenario_7 | outage_line_11
0.99454 | -1.5464 | 0 | 0 | Aux bus trafo HASLE | Scenario_7 | outage_line_11
1.0324 | -2.7238 | 2.326 | 0.82122 | Hasle 10 kV | Scenario_7 | outage_line_11
0.9856 | -3.184 | 1.5685 | 0.11588 | Olsker 10 kV | Scenario_7 | outage_line_11
1.0272 | -2.2259 | 1.6211 | 0.78094 | Østerlars 10 kV | Scenario_7 | outage_line_11
|  | 0 | 0 | Åkirkeby 10 kV | Scenario_7 | outage_line_11
1.0286 | -2.4625 | 1.8267 | 0.080629 | Nexø 10 kV | Scenario_7 | outage_line_11
1 | 0 | -3.1758 | 3.878 | Bodilsker 10 kV | Scenario_7 | outage_line_11
|  | 0 | 0 | Rønne Syd 10 kV | Scenario_7 | outage_line_11
1.0069 | -2.3729 | 1.7078 | 2.958 | Allinge 10 kV | Scenario_7 | outage_line_11
1.022 | -2.0059 | 0.85124 | 0.86827 | Svaneke 10 kV | Scenario_7 | outage_line_11
|  | 0 | 0 | Viadukten 10 kV | Scenario_7 | outage_line_11
|  | 0 | 0 | Auxiliary bus Viadukten 4 | Scenario_7 | outage_line_11
|  | 0 | 0 | Rønne Nord 10 kV | Scenario_7 | outage_line_11
|  | 0 | 0 | Poulsker 10 kV | Scenario_7 | outage_line_11
|  | 0 | 0 | Vesthavnen 10 kV | Scenario_7 | outage_line_11
0.98208 | -2.3802 | 0.68513 | 0.14913 | Gudhjem 10 kV | Scenario_7 | outage_line_11
0.99346 | -1.5534 | 0 | 0 | Hasle A | Scenario_7 | outage_line_12
|  | 0 | 0 | Hasle B | Scenario_7 | outage_line_12
|  | 0 | 0 | Snorrebakken | Scenario_7 | outage_line_12
|  | 0 | 0 | Olsker | Scenario_7 | outage_line_12
|  | 0 | 0 | Ronne Nord | Scenario_7 | outage_line_12
0.99391 | -1.5481 | 0 | 0 | BOR-HAS split 3 | Scenario_7 | outage_line_12
0.98703 | -1.6267 | 0 | 0 | Allinge | Scenario_7 | outage_line_12
0.98119 | -1.6908 | 0 | 0 | Svaneke | Scenario_7 | outage_line_12
0.9804 | -1.7538 | 0 | 0 | Nexo | Scenario_7 | outage_line_12
0.98129 | -1.471 | 0 | 0 | Bodilsker | Scenario_7 | outage_line_12
|  | 0 | 0 | Poulsker | Scenario_7 | outage_line_12
|  | 0 | 0 | Aakirkeby | Scenario_7 | outage_line_12
0.98202 | -1.6149 | 0 | 0 | Dalslunde | Scenario_7 | outage_line_12
0.98371 | -1.7139 | 0 | 0 | Osterlars | Scenario_7 | outage_line_12
0.98789 | -1.6505 | 0 | 0 | Olsker | Scenario_7 | outage_line_12
0.98354 | -1.7323 | 0 | 0 | Gudhjem | Scenario_7 | outage_line_12
|  | 0 | 0 | Viadukten A | Scenario_7 | outage_line_12
|  | 0 | 0 | Viadukten B | Scenario_7 | outage_line_12
|  | 0 | 0 | Ronne Syd | Scenario_7 | outage_line_12
|  | 0 | 0 | Vaerket A | Scenario_7 | outage_line_12
|  | 0 | 0 | Vaerket B | Scenario_7 | outage_line_12
|  | 0 | 0 | Vesthavnen | Scenario_7 | outage_line_12
|  | 0 | 0 | Auxiliary bus Viadukten 1 | Scenario_7 | outage_line_12
|  | 0 | 0 | Auxiliary bus Viadukten 2 | Scenario_7 | outage_line_12
|  | 0 | 0 | Auxiliary bus Viadukten 3 | Scenario_7 | outage_line_12
1.0062 | -1.0801 | 0 | 0 | BOR HAS split 1 | Scenario_7 | outage_line_12
1.0061 | -1.092 | 0 | 0 | BOR HAS split 2 | Scenario_7 | outage_line_12
1.0056 | -0.86969 | 0 | 0 | Borrby | Scenario_7 | outage_line_12
0.91 | 0 | -7.7707 | 4.9883 | Tomelilla | Scenario_7 | outage_line_12
|  | 0 | 0 | Vaerket Blok 6 | Scenario_7 | outage_line_12
|  | 0 | 0 | Vaerket Blok 5 | Scenario_7 | outage_line_12
|  | 0 | 0 | Vaerket Diesler | Scenario_7 | outage_line_12
|  | 0 | 0 | Vaer N | Scenario_7 | outage_line_12
|  | 0 | 0 | Dampværk A | Scenario_7 | outage_line_12
|  | 0 | 0 | Dampværk B | Scenario_7 | outage_line_12
|  | 0 | 0 | Aux bus trafo DMP | Scenario_7 | outage_line_12
|  | 0 | 0 | Aux bus trafo DMP 2 | Scenario_7 | outage_line_12
|  | 0 | 0 | Snorrebakken 10 kV | Scenario_7 | outage_line_12
0.99346 | -1.5534 | 0 | 0 | Aux bus trafo HASLE | Scenario_7 | outage_line_12
0.99346 | -1.5534 | 0 | 0 | Aux bus trafo HASLE | Scenario_7 | outage_line_12
1.0312 | -2.7335 | 2.326 | 0.82122 | Hasle 10 kV | Scenario_7 | outage_line_12
0.9843 | -3.1953 | 1.5685 | 0.11588 | Olsker 10 kV | Scenario_7 | outage_line_12
1.0254 | -2.2351 | 1.6211 | 0.78094 | Østerlars 10 kV | Scenario_7 | outage_line_12
|  | 0 | 0 | Åkirkeby 10 kV | Scenario_7 | outage_line_12
1.0256 | -2.6358 | 1.8267 | 0.080629 | Nexø 10 kV | Scenario_7 | outage_line_12
1 | 0 | -3.0389 | 3.5765 | Bodilsker 10 kV | Scenario_7 | outage_line_12
|  | 0 | 0 | Rønne Syd 10 kV | Scenario_7 | outage_line_12
1.0055 | -2.3821 | 1.7078 | 2.958 | Allinge 10 kV | Scenario_7 | outage_line_12
1.0194 | -2.085 | 0.85124 | 0.86827 | Svaneke 10 kV | Scenario_7 | outage_line_12
|  | 0 | 0 | Viadukten 10 kV | Scenario_7 | outage_line_12
|  | 0 | 0 | Auxiliary bus Viadukten 4 | Scenario_7 | outage_line_12
|  | 0 | 0 | Rønne Nord 10 kV | Scenario_7 | outage_line_12
|  | 0 | 0 | Poulsker 10 kV | Scenario_7 | outage_line_12
|  | 0 | 0 | Vesthavnen 10 kV | Scenario_7 | outage_line_12
0.98034 | -2.39 | 0.68513 | 0.14913 | Gudhjem 10 kV | Scenario_7 | outage_line_12
1.0008 | -2.5572 | 0 | 0 | Hasle A | Scenario_7 | outage_line_13
|  | 0 | 0 | Hasle B | Scenario_7 | outage_line_13
|  | 0 | 0 | Snorrebakken | Scenario_7 | outage_line_13
|  | 0 | 0 | Olsker | Scenario_7 | outage_line_13
|  | 0 | 0 | Ronne Nord | Scenario_7 | outage_line_13
1.0013 | -2.538 | 0 | 0 | BOR-HAS split 3 | Scenario_7 | outage_line_13
0.99566 | -2.8612 | 0 | 0 | Allinge | Scenario_7 | outage_line_13
0.99402 | -3.7094 | 0 | 0 | Svaneke | Scenario_7 | outage_line_13
0.99325 | -3.7715 | 0 | 0 | Nexo | Scenario_7 | outage_line_13
0.95433 | 0.00077332 | 0 | 0 | Bodilsker | Scenario_7 | outage_line_13
|  | 0 | 0 | Poulsker | Scenario_7 | outage_line_13
|  | 0 | 0 | Aakirkeby | Scenario_7 | outage_line_13
0.99483 | -3.6339 | 0 | 0 | Dalslunde | Scenario_7 | outage_line_13
0.99472 | -3.3923 | 0 | 0 | Osterlars | Scenario_7 | outage_line_13
0.99652 | -2.8845 | 0 | 0 | Olsker | Scenario_7 | outage_line_13
0.99455 | -3.4105 | 0 | 0 | Gudhjem | Scenario_7 | outage_line_13
|  | 0 | 0 | Viadukten A | Scenario_7 | outage_line_13
|  | 0 | 0 | Viadukten B | Scenario_7 | outage_line_13
|  | 0 | 0 | Ronne Syd | Scenario_7 | outage_line_13
|  | 0 | 0 | Vaerket A | Scenario_7 | outage_line_13
|  | 0 | 0 | Vaerket B | Scenario_7 | outage_line_13
|  | 0 | 0 | Vesthavnen | Scenario_7 | outage_line_13
|  | 0 | 0 | Auxiliary bus Viadukten 1 | Scenario_7 | outage_line_13
|  | 0 | 0 | Auxiliary bus Viadukten 2 | Scenario_7 | outage_line_13
|  | 0 | 0 | Auxiliary bus Viadukten 3 | Scenario_7 | outage_line_13
1.0139 | -1.5391 | 0 | 0 | BOR HAS split 1 | Scenario_7 | outage_line_13
1.0138 | -1.5578 | 0 | 0 | BOR HAS split 2 | Scenario_7 | outage_line_13
1.0124 | -1.2284 | 0 | 0 | Borrby | Scenario_7 | outage_line_13
0.91 | 0 | -10.9659 | 8.6591 | Tomelilla | Scenario_7 | outage_line_13
|  | 0 | 0 | Vaerket Blok 6 | Scenario_7 | outage_line_13
|  | 0 | 0 | Vaerket Blok 5 | Scenario_7 | outage_line_13
|  | 0 | 0 | Vaerket Diesler | Scenario_7 | outage_line_13
|  | 0 | 0 | Vaer N | Scenario_7 | outage_line_13
|  | 0 | 0 | Dampværk A | Scenario_7 | outage_line_13
|  | 0 | 0 | Dampværk B | Scenario_7 | outage_line_13
|  | 0 | 0 | Aux bus trafo DMP | Scenario_7 | outage_line_13
|  | 0 | 0 | Aux bus trafo DMP 2 | Scenario_7 | outage_line_13
|  | 0 | 0 | Snorrebakken 10 kV | Scenario_7 | outage_line_13
1.0008 | -2.5572 | 0 | 0 | Aux bus trafo HASLE | Scenario_7 | outage_line_13
1.0008 | -2.5572 | 0 | 0 | Aux bus trafo HASLE | Scenario_7 | outage_line_13
1.039 | -3.7197 | 2.326 | 0.82122 | Hasle 10 kV | Scenario_7 | outage_line_13
0.99295 | -4.4026 | 1.5685 | 0.11588 | Olsker 10 kV | Scenario_7 | outage_line_13
1.0369 | -3.902 | 1.6211 | 0.78094 | Østerlars 10 kV | Scenario_7 | outage_line_13
|  | 0 | 0 | Åkirkeby 10 kV | Scenario_7 | outage_line_13
1.0391 | -4.6308 | 1.8267 | 0.080629 | Nexø 10 kV | Scenario_7 | outage_line_13
1 | 0 | -7.3771e-07 | -0.054657 | Bodilsker 10 kV | Scenario_7 | outage_line_13
|  | 0 | 0 | Rønne Syd 10 kV | Scenario_7 | outage_line_13
1.0148 | -3.6032 | 1.7078 | 2.958 | Allinge 10 kV | Scenario_7 | outage_line_13
1.033 | -4.0934 | 0.85124 | 0.86827 | Svaneke 10 kV | Scenario_7 | outage_line_13
|  | 0 | 0 | Viadukten 10 kV | Scenario_7 | outage_line_13
|  | 0 | 0 | Auxiliary bus Viadukten 4 | Scenario_7 | outage_line_13
|  | 0 | 0 | Rønne Nord 10 kV | Scenario_7 | outage_line_13
|  | 0 | 0 | Poulsker 10 kV | Scenario_7 | outage_line_13
|  | 0 | 0 | Vesthavnen 10 kV | Scenario_7 | outage_line_13
0.99139 | -4.0537 | 0.68513 | 0.14913 | Gudhjem 10 kV | Scenario_7 | outage_line_13
0.9993 | -2.0287 | 0 | 0 | Hasle A | Scenario_7 | outage_line_14
|  | 0 | 0 | Hasle B | Scenario_7 | outage_line_14
|  | 0 | 0 | Snorrebakken | Scenario_7 | outage_line_14
|  | 0 | 0 | Olsker | Scenario_7 | outage_line_14
|  | 0 | 0 | Ronne Nord | Scenario_7 | outage_line_14
0.9997 | -2.0163 | 0 | 0 | BOR-HAS split 3 | Scenario_7 | outage_line_14
0.99394 | -2.2146 | 0 | 0 | Allinge | Scenario_7 | outage_line_14
0.992 | -2.593 | 0 | 0 | Svaneke | Scenario_7 | outage_line_14
|  | 0 | 0 | Nexo | Scenario_7 | outage_line_14
0.95433 | 0.00077332 | 0 | 0 | Bodilsker | Scenario_7 | outage_line_14
|  | 0 | 0 | Poulsker | Scenario_7 | outage_line_14
|  | 0 | 0 | Aakirkeby | Scenario_7 | outage_line_14
0.99246 | -2.5864 | 0 | 0 | Dalslunde | Scenario_7 | outage_line_14
0.99264 | -2.5183 | 0 | 0 | Osterlars | Scenario_7 | outage_line_14
0.9948 | -2.238 | 0 | 0 | Olsker | Scenario_7 | outage_line_14
0.99247 | -2.5365 | 0 | 0 | Gudhjem | Scenario_7 | outage_line_14
|  | 0 | 0 | Viadukten A | Scenario_7 | outage_line_14
|  | 0 | 0 | Viadukten B | Scenario_7 | outage_line_14
|  | 0 | 0 | Ronne Syd | Scenario_7 | outage_line_14
|  | 0 | 0 | Vaerket A | Scenario_7 | outage_line_14
|  | 0 | 0 | Vaerket B | Scenario_7 | outage_line_14
|  | 0 | 0 | Vesthavnen | Scenario_7 | outage_line_14
|  | 0 | 0 | Auxiliary bus Viadukten 1 | Scenario_7 | outage_line_14
|  | 0 | 0 | Auxiliary bus Viadukten 2 | Scenario_7 | outage_line_14
|  | 0 | 0 | Auxiliary bus Viadukten 3 | Scenario_7 | outage_line_14
1.0111 | -1.269 | 0 | 0 | BOR HAS split 1 | Scenario_7 | outage_line_14
1.0111 | -1.2844 | 0 | 0 | BOR HAS split 2 | Scenario_7 | outage_line_14
1.0099 | -1.0121 | 0 | 0 | Borrby | Scenario_7 | outage_line_14
0.91 | 0 | -9.0075 | 7.2711 | Tomelilla | Scenario_7 | outage_line_14
|  | 0 | 0 | Vaerket Blok 6 | Scenario_7 | outage_line_14
|  | 0 | 0 | Vaerket Blok 5 | Scenario_7 | outage_line_14
|  | 0 | 0 | Vaerket Diesler | Scenario_7 | outage_line_14
|  | 0 | 0 | Vaer N | Scenario_7 | outage_line_14
|  | 0 | 0 | Dampværk A | Scenario_7 | outage_line_14
|  | 0 | 0 | Dampværk B | Scenario_7 | outage_line_14
|  | 0 | 0 | Aux bus trafo DMP | Scenario_7 | outage_line_14
|  | 0 | 0 | Aux bus trafo DMP 2 | Scenario_7 | outage_line_14
|  | 0 | 0 | Snorrebakken 10 kV | Scenario_7 | outage_line_14
0.9993 | -2.0287 | 0 | 0 | Aux bus trafo HASLE | Scenario_7 | outage_line_14
0.9993 | -2.0287 | 0 | 0 | Aux bus trafo HASLE | Scenario_7 | outage_line_14
1.0374 | -3.1948 | 2.326 | 0.82122 | Hasle 10 kV | Scenario_7 | outage_line_14
0.99123 | -3.7613 | 1.5685 | 0.11588 | Olsker 10 kV | Scenario_7 | outage_line_14
1.0348 | -3.0301 | 1.6211 | 0.78094 | Østerlars 10 kV | Scenario_7 | outage_line_14
|  | 0 | 0 | Åkirkeby 10 kV | Scenario_7 | outage_line_14
|  | 0 | 0 | Nexø 10 kV | Scenario_7 | outage_line_14
1 | 0 | -7.3771e-07 | -0.054657 | Bodilsker 10 kV | Scenario_7 | outage_line_14
|  | 0 | 0 | Rønne Syd 10 kV | Scenario_7 | outage_line_14
1.013 | -2.9592 | 1.7078 | 2.958 | Allinge 10 kV | Scenario_7 | outage_line_14
1.0309 | -2.9786 | 0.85124 | 0.86827 | Svaneke 10 kV | Scenario_7 | outage_line_14
|  | 0 | 0 | Viadukten 10 kV | Scenario_7 | outage_line_14
|  | 0 | 0 | Auxiliary bus Viadukten 4 | Scenario_7 | outage_line_14
|  | 0 | 0 | Rønne Nord 10 kV | Scenario_7 | outage_line_14
|  | 0 | 0 | Poulsker 10 kV | Scenario_7 | outage_line_14
|  | 0 | 0 | Vesthavnen 10 kV | Scenario_7 | outage_line_14
0.9893 | -3.1824 | 0.68513 | 0.14913 | Gudhjem 10 kV | Scenario_7 | outage_line_14
0.99984 | -1.8219 | 0 | 0 | Hasle A | Scenario_7 | outage_line_15
|  | 0 | 0 | Hasle B | Scenario_7 | outage_line_15
|  | 0 | 0 | Snorrebakken | Scenario_7 | outage_line_15
|  | 0 | 0 | Olsker | Scenario_7 | outage_line_15
|  | 0 | 0 | Ronne Nord | Scenario_7 | outage_line_15
1.0002 | -1.812 | 0 | 0 | BOR-HAS split 3 | Scenario_7 | outage_line_15
0.99467 | -1.9629 | 0 | 0 | Allinge | Scenario_7 | outage_line_15
|  | 0 | 0 | Svaneke | Scenario_7 | outage_line_15
|  | 0 | 0 | Nexo | Scenario_7 | outage_line_15
0.95433 | 0.00077332 | 0 | 0 | Bodilsker | Scenario_7 | outage_line_15
|  | 0 | 0 | Poulsker | Scenario_7 | outage_line_15
|  | 0 | 0 | Aakirkeby | Scenario_7 | outage_line_15
0.99375 | -2.1824 | 0 | 0 | Dalslunde | Scenario_7 | outage_line_15
0.99369 | -2.1801 | 0 | 0 | Osterlars | Scenario_7 | outage_line_15
0.99553 | -1.9863 | 0 | 0 | Olsker | Scenario_7 | outage_line_15
0.99353 | -2.1984 | 0 | 0 | Gudhjem | Scenario_7 | outage_line_15
|  | 0 | 0 | Viadukten A | Scenario_7 | outage_line_15
|  | 0 | 0 | Viadukten B | Scenario_7 | outage_line_15
|  | 0 | 0 | Ronne Syd | Scenario_7 | outage_line_15
|  | 0 | 0 | Vaerket A | Scenario_7 | outage_line_15
|  | 0 | 0 | Vaerket B | Scenario_7 | outage_line_15
|  | 0 | 0 | Vesthavnen | Scenario_7 | outage_line_15
|  | 0 | 0 | Auxiliary bus Viadukten 1 | Scenario_7 | outage_line_15
|  | 0 | 0 | Auxiliary bus Viadukten 2 | Scenario_7 | outage_line_15
|  | 0 | 0 | Auxiliary bus Viadukten 3 | Scenario_7 | outage_line_15
1.0107 | -1.1497 | 0 | 0 | BOR HAS split 1 | Scenario_7 | outage_line_15
1.0106 | -1.1639 | 0 | 0 | BOR HAS split 2 | Scenario_7 | outage_line_15
1.0094 | -0.9145 | 0 | 0 | Borrby | Scenario_7 | outage_line_15
0.91 | 0 | -8.1149 | 6.9878 | Tomelilla | Scenario_7 | outage_line_15
|  | 0 | 0 | Vaerket Blok 6 | Scenario_7 | outage_line_15
|  | 0 | 0 | Vaerket Blok 5 | Scenario_7 | outage_line_15
|  | 0 | 0 | Vaerket Diesler | Scenario_7 | outage_line_15
|  | 0 | 0 | Vaer N | Scenario_7 | outage_line_15
|  | 0 | 0 | Dampværk A | Scenario_7 | outage_line_15
|  | 0 | 0 | Dampværk B | Scenario_7 | outage_line_15
|  | 0 | 0 | Aux bus trafo DMP | Scenario_7 | outage_line_15
|  | 0 | 0 | Aux bus trafo DMP 2 | Scenario_7 | outage_line_15
|  | 0 | 0 | Snorrebakken 10 kV | Scenario_7 | outage_line_15
0.99984 | -1.8219 | 0 | 0 | Aux bus trafo HASLE | Scenario_7 | outage_line_15
0.99984 | -1.8219 | 0 | 0 | Aux bus trafo HASLE | Scenario_7 | outage_line_15
1.038 | -2.9868 | 2.326 | 0.82122 | Hasle 10 kV | Scenario_7 | outage_line_15
0.99196 | -3.5074 | 1.5685 | 0.11588 | Olsker 10 kV | Scenario_7 | outage_line_15
1.0359 | -2.6909 | 1.6211 | 0.78094 | Østerlars 10 kV | Scenario_7 | outage_line_15
|  | 0 | 0 | Åkirkeby 10 kV | Scenario_7 | outage_line_15
|  | 0 | 0 | Nexø 10 kV | Scenario_7 | outage_line_15
1 | 0 | -7.3771e-07 | -0.054657 | Bodilsker 10 kV | Scenario_7 | outage_line_15
|  | 0 | 0 | Rønne Syd 10 kV | Scenario_7 | outage_line_15
1.0138 | -2.7064 | 1.7078 | 2.958 | Allinge 10 kV | Scenario_7 | outage_line_15
|  | 0 | 0 | Svaneke 10 kV | Scenario_7 | outage_line_15
|  | 0 | 0 | Viadukten 10 kV | Scenario_7 | outage_line_15
|  | 0 | 0 | Auxiliary bus Viadukten 4 | Scenario_7 | outage_line_15
|  | 0 | 0 | Rønne Nord 10 kV | Scenario_7 | outage_line_15
|  | 0 | 0 | Poulsker 10 kV | Scenario_7 | outage_line_15
|  | 0 | 0 | Vesthavnen 10 kV | Scenario_7 | outage_line_15
0.99036 | -2.8429 | 0.68513 | 0.14913 | Gudhjem 10 kV | Scenario_7 | outage_line_15
0.99944 | -1.8104 | 0 | 0 | Hasle A | Scenario_7 | outage_line_16
|  | 0 | 0 | Hasle B | Scenario_7 | outage_line_16
|  | 0 | 0 | Snorrebakken | Scenario_7 | outage_line_16
|  | 0 | 0 | Olsker | Scenario_7 | outage_line_16
|  | 0 | 0 | Ronne Nord | Scenario_7 | outage_line_16
0.99983 | -1.8007 | 0 | 0 | BOR-HAS split 3 | Scenario_7 | outage_line_16
0.99419 | -1.9484 | 0 | 0 | Allinge | Scenario_7 | outage_line_16
|  | 0 | 0 | Svaneke | Scenario_7 | outage_line_16
|  | 0 | 0 | Nexo | Scenario_7 | outage_line_16
0.95433 | 0.00077332 | 0 | 0 | Bodilsker | Scenario_7 | outage_line_16
|  | 0 | 0 | Poulsker | Scenario_7 | outage_line_16
|  | 0 | 0 | Aakirkeby | Scenario_7 | outage_line_16
|  | 0 | 0 | Dalslunde | Scenario_7 | outage_line_16
0.99306 | -2.1597 | 0 | 0 | Osterlars | Scenario_7 | outage_line_16
0.99505 | -1.9717 | 0 | 0 | Olsker | Scenario_7 | outage_line_16
0.99289 | -2.178 | 0 | 0 | Gudhjem | Scenario_7 | outage_line_16
|  | 0 | 0 | Viadukten A | Scenario_7 | outage_line_16
|  | 0 | 0 | Viadukten B | Scenario_7 | outage_line_16
|  | 0 | 0 | Ronne Syd | Scenario_7 | outage_line_16
|  | 0 | 0 | Vaerket A | Scenario_7 | outage_line_16
|  | 0 | 0 | Vaerket B | Scenario_7 | outage_line_16
|  | 0 | 0 | Vesthavnen | Scenario_7 | outage_line_16
|  | 0 | 0 | Auxiliary bus Viadukten 1 | Scenario_7 | outage_line_16
|  | 0 | 0 | Auxiliary bus Viadukten 2 | Scenario_7 | outage_line_16
|  | 0 | 0 | Auxiliary bus Viadukten 3 | Scenario_7 | outage_line_16
1.0104 | -1.1482 | 0 | 0 | BOR HAS split 1 | Scenario_7 | outage_line_16
1.0104 | -1.1623 | 0 | 0 | BOR HAS split 2 | Scenario_7 | outage_line_16
1.0092 | -0.91401 | 0 | 0 | Borrby | Scenario_7 | outage_line_16
0.91 | 0 | -8.1142 | 6.8727 | Tomelilla | Scenario_7 | outage_line_16
|  | 0 | 0 | Vaerket Blok 6 | Scenario_7 | outage_line_16
|  | 0 | 0 | Vaerket Blok 5 | Scenario_7 | outage_line_16
|  | 0 | 0 | Vaerket Diesler | Scenario_7 | outage_line_16
|  | 0 | 0 | Vaer N | Scenario_7 | outage_line_16
|  | 0 | 0 | Dampværk A | Scenario_7 | outage_line_16
|  | 0 | 0 | Dampværk B | Scenario_7 | outage_line_16
|  | 0 | 0 | Aux bus trafo DMP | Scenario_7 | outage_line_16
|  | 0 | 0 | Aux bus trafo DMP 2 | Scenario_7 | outage_line_16
|  | 0 | 0 | Snorrebakken 10 kV | Scenario_7 | outage_line_16
0.99944 | -1.8104 | 0 | 0 | Aux bus trafo HASLE | Scenario_7 | outage_line_16
0.99944 | -1.8104 | 0 | 0 | Aux bus trafo HASLE | Scenario_7 | outage_line_16
1.0376 | -2.9762 | 2.326 | 0.82122 | Hasle 10 kV | Scenario_7 | outage_line_16
0.99148 | -3.4943 | 1.5685 | 0.11588 | Olsker 10 kV | Scenario_7 | outage_line_16
1.0352 | -2.6711 | 1.6211 | 0.78094 | Østerlars 10 kV | Scenario_7 | outage_line_16
|  | 0 | 0 | Åkirkeby 10 kV | Scenario_7 | outage_line_16
|  | 0 | 0 | Nexø 10 kV | Scenario_7 | outage_line_16
1 | 0 | -7.3771e-07 | -0.054657 | Bodilsker 10 kV | Scenario_7 | outage_line_16
|  | 0 | 0 | Rønne Syd 10 kV | Scenario_7 | outage_line_16
1.0133 | -2.6926 | 1.7078 | 2.958 | Allinge 10 kV | Scenario_7 | outage_line_16
|  | 0 | 0 | Svaneke 10 kV | Scenario_7 | outage_line_16
|  | 0 | 0 | Viadukten 10 kV | Scenario_7 | outage_line_16
|  | 0 | 0 | Auxiliary bus Viadukten 4 | Scenario_7 | outage_line_16
|  | 0 | 0 | Rønne Nord 10 kV | Scenario_7 | outage_line_16
|  | 0 | 0 | Poulsker 10 kV | Scenario_7 | outage_line_16
|  | 0 | 0 | Vesthavnen 10 kV | Scenario_7 | outage_line_16
0.98972 | -2.8233 | 0.68513 | 0.14913 | Gudhjem 10 kV | Scenario_7 | outage_line_16
0.99743 | -1.5747 | 0 | 0 | Hasle A | Scenario_7 | outage_line_17
|  | 0 | 0 | Hasle B | Scenario_7 | outage_line_17
|  | 0 | 0 | Snorrebakken | Scenario_7 | outage_line_17
|  | 0 | 0 | Olsker | Scenario_7 | outage_line_17
|  | 0 | 0 | Ronne Nord | Scenario_7 | outage_line_17
0.99783 | -1.5683 | 0 | 0 | BOR-HAS split 3 | Scenario_7 | outage_line_17
0.99183 | -1.658 | 0 | 0 | Allinge | Scenario_7 | outage_line_17
|  | 0 | 0 | Svaneke | Scenario_7 | outage_line_17
|  | 0 | 0 | Nexo | Scenario_7 | outage_line_17
0.95433 | 0.00077332 | 0 | 0 | Bodilsker | Scenario_7 | outage_line_17
|  | 0 | 0 | Poulsker | Scenario_7 | outage_line_17
|  | 0 | 0 | Aakirkeby | Scenario_7 | outage_line_17
|  | 0 | 0 | Dalslunde | Scenario_7 | outage_line_17
0.99005 | -1.7644 | 0 | 0 | Osterlars | Scenario_7 | outage_line_17
0.99269 | -1.6816 | 0 | 0 | Olsker | Scenario_7 | outage_line_17
|  | 0 | 0 | Gudhjem | Scenario_7 | outage_line_17
|  | 0 | 0 | Viadukten A | Scenario_7 | outage_line_17
|  | 0 | 0 | Viadukten B | Scenario_7 | outage_line_17
|  | 0 | 0 | Ronne Syd | Scenario_7 | outage_line_17
|  | 0 | 0 | Vaerket A | Scenario_7 | outage_line_17
|  | 0 | 0 | Vaerket B | Scenario_7 | outage_line_17
|  | 0 | 0 | Vesthavnen | Scenario_7 | outage_line_17
|  | 0 | 0 | Auxiliary bus Viadukten 1 | Scenario_7 | outage_line_17
|  | 0 | 0 | Auxiliary bus Viadukten 2 | Scenario_7 | outage_line_17
|  | 0 | 0 | Auxiliary bus Viadukten 3 | Scenario_7 | outage_line_17
1.0084 | -1.0438 | 0 | 0 | BOR HAS split 1 | Scenario_7 | outage_line_17
1.0084 | -1.0563 | 0 | 0 | BOR HAS split 2 | Scenario_7 | outage_line_17
1.0075 | -0.8331 | 0 | 0 | Borrby | Scenario_7 | outage_line_17
0.91 | 0 | -7.4002 | 5.9408 | Tomelilla | Scenario_7 | outage_line_17
|  | 0 | 0 | Vaerket Blok 6 | Scenario_7 | outage_line_17
|  | 0 | 0 | Vaerket Blok 5 | Scenario_7 | outage_line_17
|  | 0 | 0 | Vaerket Diesler | Scenario_7 | outage_line_17
|  | 0 | 0 | Vaer N | Scenario_7 | outage_line_17
|  | 0 | 0 | Dampværk A | Scenario_7 | outage_line_17
|  | 0 | 0 | Dampværk B | Scenario_7 | outage_line_17
|  | 0 | 0 | Aux bus trafo DMP | Scenario_7 | outage_line_17
|  | 0 | 0 | Aux bus trafo DMP 2 | Scenario_7 | outage_line_17
|  | 0 | 0 | Snorrebakken 10 kV | Scenario_7 | outage_line_17
0.99743 | -1.5747 | 0 | 0 | Aux bus trafo HASLE | Scenario_7 | outage_line_17
0.99743 | -1.5747 | 0 | 0 | Aux bus trafo HASLE | Scenario_7 | outage_line_17
1.0354 | -2.7452 | 2.326 | 0.82122 | Hasle 10 kV | Scenario_7 | outage_line_17
0.98911 | -3.2114 | 1.5685 | 0.11588 | Olsker 10 kV | Scenario_7 | outage_line_17
1.032 | -2.2789 | 1.6211 | 0.78094 | Østerlars 10 kV | Scenario_7 | outage_line_17
|  | 0 | 0 | Åkirkeby 10 kV | Scenario_7 | outage_line_17
|  | 0 | 0 | Nexø 10 kV | Scenario_7 | outage_line_17
1 | 0 | -7.3771e-07 | -0.054657 | Bodilsker 10 kV | Scenario_7 | outage_line_17
|  | 0 | 0 | Rønne Syd 10 kV | Scenario_7 | outage_line_17
1.0107 | -2.4059 | 1.7078 | 2.958 | Allinge 10 kV | Scenario_7 | outage_line_17
|  | 0 | 0 | Svaneke 10 kV | Scenario_7 | outage_line_17
|  | 0 | 0 | Viadukten 10 kV | Scenario_7 | outage_line_17
|  | 0 | 0 | Auxiliary bus Viadukten 4 | Scenario_7 | outage_line_17
|  | 0 | 0 | Rønne Nord 10 kV | Scenario_7 | outage_line_17
|  | 0 | 0 | Poulsker 10 kV | Scenario_7 | outage_line_17
|  | 0 | 0 | Vesthavnen 10 kV | Scenario_7 | outage_line_17
|  | 0 | 0 | Gudhjem 10 kV | Scenario_7 | outage_line_17
1.0035 | -1.3318 | 0 | 0 | Hasle A | Scenario_7 | outage_line_18
|  | 0 | 0 | Hasle B | Scenario_7 | outage_line_18
|  | 0 | 0 | Snorrebakken | Scenario_7 | outage_line_18
|  | 0 | 0 | Olsker | Scenario_7 | outage_line_18
|  | 0 | 0 | Ronne Nord | Scenario_7 | outage_line_18
1.0038 | -1.3272 | 0 | 0 | BOR-HAS split 3 | Scenario_7 | outage_line_18
0.99924 | -1.3701 | 0 | 0 | Allinge | Scenario_7 | outage_line_18
|  | 0 | 0 | Svaneke | Scenario_7 | outage_line_18
|  | 0 | 0 | Nexo | Scenario_7 | outage_line_18
0.95433 | 0.00077332 | 0 | 0 | Bodilsker | Scenario_7 | outage_line_18
|  | 0 | 0 | Poulsker | Scenario_7 | outage_line_18
|  | 0 | 0 | Aakirkeby | Scenario_7 | outage_line_18
|  | 0 | 0 | Dalslunde | Scenario_7 | outage_line_18
|  | 0 | 0 | Osterlars | Scenario_7 | outage_line_18
1.0001 | -1.3932 | 0 | 0 | Olsker | Scenario_7 | outage_line_18
|  | 0 | 0 | Gudhjem | Scenario_7 | outage_line_18
|  | 0 | 0 | Viadukten A | Scenario_7 | outage_line_18
|  | 0 | 0 | Viadukten B | Scenario_7 | outage_line_18
|  | 0 | 0 | Ronne Syd | Scenario_7 | outage_line_18
|  | 0 | 0 | Vaerket A | Scenario_7 | outage_line_18
|  | 0 | 0 | Vaerket B | Scenario_7 | outage_line_18
|  | 0 | 0 | Vesthavnen | Scenario_7 | outage_line_18
|  | 0 | 0 | Auxiliary bus Viadukten 1 | Scenario_7 | outage_line_18
|  | 0 | 0 | Auxiliary bus Viadukten 2 | Scenario_7 | outage_line_18
|  | 0 | 0 | Auxiliary bus Viadukten 3 | Scenario_7 | outage_line_18
1.0108 | -0.83858 | 0 | 0 | BOR HAS split 1 | Scenario_7 | outage_line_18
1.0108 | -0.85021 | 0 | 0 | BOR HAS split 2 | Scenario_7 | outage_line_18
1.0093 | -0.65587 | 0 | 0 | Borrby | Scenario_7 | outage_line_18
0.91 | 0 | -5.7316 | 6.837 | Tomelilla | Scenario_7 | outage_line_18
|  | 0 | 0 | Vaerket Blok 6 | Scenario_7 | outage_line_18
|  | 0 | 0 | Vaerket Blok 5 | Scenario_7 | outage_line_18
|  | 0 | 0 | Vaerket Diesler | Scenario_7 | outage_line_18
|  | 0 | 0 | Vaer N | Scenario_7 | outage_line_18
|  | 0 | 0 | Dampværk A | Scenario_7 | outage_line_18
|  | 0 | 0 | Dampværk B | Scenario_7 | outage_line_18
|  | 0 | 0 | Aux bus trafo DMP | Scenario_7 | outage_line_18
|  | 0 | 0 | Aux bus trafo DMP 2 | Scenario_7 | outage_line_18
|  | 0 | 0 | Snorrebakken 10 kV | Scenario_7 | outage_line_18
1.0035 | -1.3318 | 0 | 0 | Aux bus trafo HASLE | Scenario_7 | outage_line_18
1.0035 | -1.3318 | 0 | 0 | Aux bus trafo HASLE | Scenario_7 | outage_line_18
1.0418 | -2.4882 | 2.326 | 0.82122 | Hasle 10 kV | Scenario_7 | outage_line_18
0.99654 | -2.9004 | 1.5685 | 0.11588 | Olsker 10 kV | Scenario_7 | outage_line_18
|  | 0 | 0 | Østerlars 10 kV | Scenario_7 | outage_line_18
|  | 0 | 0 | Åkirkeby 10 kV | Scenario_7 | outage_line_18
|  | 0 | 0 | Nexø 10 kV | Scenario_7 | outage_line_18
1 | 0 | -7.3771e-07 | -0.054657 | Bodilsker 10 kV | Scenario_7 | outage_line_18
|  | 0 | 0 | Rønne Syd 10 kV | Scenario_7 | outage_line_18
1.0187 | -2.1066 | 1.7078 | 2.958 | Allinge 10 kV | Scenario_7 | outage_line_18
|  | 0 | 0 | Svaneke 10 kV | Scenario_7 | outage_line_18
|  | 0 | 0 | Viadukten 10 kV | Scenario_7 | outage_line_18
|  | 0 | 0 | Auxiliary bus Viadukten 4 | Scenario_7 | outage_line_18
|  | 0 | 0 | Rønne Nord 10 kV | Scenario_7 | outage_line_18
|  | 0 | 0 | Poulsker 10 kV | Scenario_7 | outage_line_18
|  | 0 | 0 | Vesthavnen 10 kV | Scenario_7 | outage_line_18
|  | 0 | 0 | Gudhjem 10 kV | Scenario_7 | outage_line_18
1.0152 | -1.2422 | 0 | 0 | Hasle A | Scenario_7 | outage_line_19
|  | 0 | 0 | Hasle B | Scenario_7 | outage_line_19
|  | 0 | 0 | Snorrebakken | Scenario_7 | outage_line_19
|  | 0 | 0 | Olsker | Scenario_7 | outage_line_19
|  | 0 | 0 | Ronne Nord | Scenario_7 | outage_line_19
1.0154 | -1.2363 | 0 | 0 | BOR-HAS split 3 | Scenario_7 | outage_line_19
|  | 0 | 0 | Allinge | Scenario_7 | outage_line_19
|  | 0 | 0 | Svaneke | Scenario_7 | outage_line_19
|  | 0 | 0 | Nexo | Scenario_7 | outage_line_19
0.95433 | 0.00077332 | 0 | 0 | Bodilsker | Scenario_7 | outage_line_19
|  | 0 | 0 | Poulsker | Scenario_7 | outage_line_19
|  | 0 | 0 | Aakirkeby | Scenario_7 | outage_line_19
|  | 0 | 0 | Dalslunde | Scenario_7 | outage_line_19
|  | 0 | 0 | Osterlars | Scenario_7 | outage_line_19
1.0144 | -1.2997 | 0 | 0 | Olsker | Scenario_7 | outage_line_19
|  | 0 | 0 | Gudhjem | Scenario_7 | outage_line_19
|  | 0 | 0 | Viadukten A | Scenario_7 | outage_line_19
|  | 0 | 0 | Viadukten B | Scenario_7 | outage_line_19
|  | 0 | 0 | Ronne Syd | Scenario_7 | outage_line_19
|  | 0 | 0 | Vaerket A | Scenario_7 | outage_line_19
|  | 0 | 0 | Vaerket B | Scenario_7 | outage_line_19
|  | 0 | 0 | Vesthavnen | Scenario_7 | outage_line_19
|  | 0 | 0 | Auxiliary bus Viadukten 1 | Scenario_7 | outage_line_19
|  | 0 | 0 | Auxiliary bus Viadukten 2 | Scenario_7 | outage_line_19
|  | 0 | 0 | Auxiliary bus Viadukten 3 | Scenario_7 | outage_line_19
1.017 | -0.64863 | 0 | 0 | BOR HAS split 1 | Scenario_7 | outage_line_19
1.0171 | -0.66096 | 0 | 0 | BOR HAS split 2 | Scenario_7 | outage_line_19
1.0142 | -0.48043 | 0 | 0 | Borrby | Scenario_7 | outage_line_19
0.91 | 0 | -4.0062 | 9.3487 | Tomelilla | Scenario_7 | outage_line_19
|  | 0 | 0 | Vaerket Blok 6 | Scenario_7 | outage_line_19
|  | 0 | 0 | Vaerket Blok 5 | Scenario_7 | outage_line_19
|  | 0 | 0 | Vaerket Diesler | Scenario_7 | outage_line_19
|  | 0 | 0 | Vaer N | Scenario_7 | outage_line_19
|  | 0 | 0 | Dampværk A | Scenario_7 | outage_line_19
|  | 0 | 0 | Dampværk B | Scenario_7 | outage_line_19
|  | 0 | 0 | Aux bus trafo DMP | Scenario_7 | outage_line_19
|  | 0 | 0 | Aux bus trafo DMP 2 | Scenario_7 | outage_line_19
|  | 0 | 0 | Snorrebakken 10 kV | Scenario_7 | outage_line_19
1.0152 | -1.2422 | 0 | 0 | Aux bus trafo HASLE | Scenario_7 | outage_line_19
1.0152 | -1.2422 | 0 | 0 | Aux bus trafo HASLE | Scenario_7 | outage_line_19
1.0543 | -2.3717 | 2.326 | 0.82122 | Hasle 10 kV | Scenario_7 | outage_line_19
1.0109 | -2.7646 | 1.5685 | 0.11588 | Olsker 10 kV | Scenario_7 | outage_line_19
|  | 0 | 0 | Østerlars 10 kV | Scenario_7 | outage_line_19
|  | 0 | 0 | Åkirkeby 10 kV | Scenario_7 | outage_line_19
|  | 0 | 0 | Nexø 10 kV | Scenario_7 | outage_line_19
1 | 0 | -7.3771e-07 | -0.054657 | Bodilsker 10 kV | Scenario_7 | outage_line_19
|  | 0 | 0 | Rønne Syd 10 kV | Scenario_7 | outage_line_19
|  | 0 | 0 | Allinge 10 kV | Scenario_7 | outage_line_19
|  | 0 | 0 | Svaneke 10 kV | Scenario_7 | outage_line_19
|  | 0 | 0 | Viadukten 10 kV | Scenario_7 | outage_line_19
|  | 0 | 0 | Auxiliary bus Viadukten 4 | Scenario_7 | outage_line_19
|  | 0 | 0 | Rønne Nord 10 kV | Scenario_7 | outage_line_19
|  | 0 | 0 | Poulsker 10 kV | Scenario_7 | outage_line_19
|  | 0 | 0 | Vesthavnen 10 kV | Scenario_7 | outage_line_19
|  | 0 | 0 | Gudhjem 10 kV | Scenario_7 | outage_line_19
1.0186 | -0.94888 | 0 | 0 | Hasle A | Scenario_7 | outage_line_20
|  | 0 | 0 | Hasle B | Scenario_7 | outage_line_20
|  | 0 | 0 | Snorrebakken | Scenario_7 | outage_line_20
|  | 0 | 0 | Olsker | Scenario_7 | outage_line_20
|  | 0 | 0 | Ronne Nord | Scenario_7 | outage_line_20
1.0187 | -0.94587 | 0 | 0 | BOR-HAS split 3 | Scenario_7 | outage_line_20
|  | 0 | 0 | Allinge | Scenario_7 | outage_line_20
|  | 0 | 0 | Svaneke | Scenario_7 | outage_line_20
|  | 0 | 0 | Nexo | Scenario_7 | outage_line_20
0.95433 | 0.00077332 | 0 | 0 | Bodilsker | Scenario_7 | outage_line_20
|  | 0 | 0 | Poulsker | Scenario_7 | outage_line_20
|  | 0 | 0 | Aakirkeby | Scenario_7 | outage_line_20
|  | 0 | 0 | Dalslunde | Scenario_7 | outage_line_20
|  | 0 | 0 | Osterlars | Scenario_7 | outage_line_20
|  | 0 | 0 | Olsker | Scenario_7 | outage_line_20
|  | 0 | 0 | Gudhjem | Scenario_7 | outage_line_20
|  | 0 | 0 | Viadukten A | Scenario_7 | outage_line_20
|  | 0 | 0 | Viadukten B | Scenario_7 | outage_line_20
|  | 0 | 0 | Ronne Syd | Scenario_7 | outage_line_20
|  | 0 | 0 | Vaerket A | Scenario_7 | outage_line_20
|  | 0 | 0 | Vaerket B | Scenario_7 | outage_line_20
|  | 0 | 0 | Vesthavnen | Scenario_7 | outage_line_20
|  | 0 | 0 | Auxiliary bus Viadukten 1 | Scenario_7 | outage_line_20
|  | 0 | 0 | Auxiliary bus Viadukten 2 | Scenario_7 | outage_line_20
|  | 0 | 0 | Auxiliary bus Viadukten 3 | Scenario_7 | outage_line_20
1.0178 | -0.44654 | 0 | 0 | BOR HAS split 1 | Scenario_7 | outage_line_20
1.0179 | -0.45747 | 0 | 0 | BOR HAS split 2 | Scenario_7 | outage_line_20
1.0147 | -0.31032 | 0 | 0 | Borrby | Scenario_7 | outage_line_20
0.91 | 0 | -2.4193 | 9.5183 | Tomelilla | Scenario_7 | outage_line_20
|  | 0 | 0 | Vaerket Blok 6 | Scenario_7 | outage_line_20
|  | 0 | 0 | Vaerket Blok 5 | Scenario_7 | outage_line_20
|  | 0 | 0 | Vaerket Diesler | Scenario_7 | outage_line_20
|  | 0 | 0 | Vaer N | Scenario_7 | outage_line_20
|  | 0 | 0 | Dampværk A | Scenario_7 | outage_line_20
|  | 0 | 0 | Dampværk B | Scenario_7 | outage_line_20
|  | 0 | 0 | Aux bus trafo DMP | Scenario_7 | outage_line_20
|  | 0 | 0 | Aux bus trafo DMP 2 | Scenario_7 | outage_line_20
|  | 0 | 0 | Snorrebakken 10 kV | Scenario_7 | outage_line_20
1.0186 | -0.94888 | 0 | 0 | Aux bus trafo HASLE | Scenario_7 | outage_line_20
1.0186 | -0.94888 | 0 | 0 | Aux bus trafo HASLE | Scenario_7 | outage_line_20
1.0579 | -2.0707 | 2.326 | 0.82122 | Hasle 10 kV | Scenario_7 | outage_line_20
|  | 0 | 0 | Olsker 10 kV | Scenario_7 | outage_line_20
|  | 0 | 0 | Østerlars 10 kV | Scenario_7 | outage_line_20
|  | 0 | 0 | Åkirkeby 10 kV | Scenario_7 | outage_line_20
|  | 0 | 0 | Nexø 10 kV | Scenario_7 | outage_line_20
1 | 0 | -7.3771e-07 | -0.054657 | Bodilsker 10 kV | Scenario_7 | outage_line_20
|  | 0 | 0 | Rønne Syd 10 kV | Scenario_7 | outage_line_20
|  | 0 | 0 | Allinge 10 kV | Scenario_7 | outage_line_20
|  | 0 | 0 | Svaneke 10 kV | Scenario_7 | outage_line_20
|  | 0 | 0 | Viadukten 10 kV | Scenario_7 | outage_line_20
|  | 0 | 0 | Auxiliary bus Viadukten 4 | Scenario_7 | outage_line_20
|  | 0 | 0 | Rønne Nord 10 kV | Scenario_7 | outage_line_20
|  | 0 | 0 | Poulsker 10 kV | Scenario_7 | outage_line_20
|  | 0 | 0 | Vesthavnen 10 kV | Scenario_7 | outage_line_20
|  | 0 | 0 | Gudhjem 10 kV | Scenario_7 | outage_line_20
|  | 0 | 0 | Hasle A | Scenario_7 | outage_line_21
|  | 0 | 0 | Hasle B | Scenario_7 | outage_line_21
|  | 0 | 0 | Snorrebakken | Scenario_7 | outage_line_21
|  | 0 | 0 | Olsker | Scenario_7 | outage_line_21
|  | 0 | 0 | Ronne Nord | Scenario_7 | outage_line_21
1.025 | -0.56174 | 0 | 0 | BOR-HAS split 3 | Scenario_7 | outage_line_21
|  | 0 | 0 | Allinge | Scenario_7 | outage_line_21
|  | 0 | 0 | Svaneke | Scenario_7 | outage_line_21
|  | 0 | 0 | Nexo | Scenario_7 | outage_line_21
0.95433 | 0.00077332 | 0 | 0 | Bodilsker | Scenario_7 | outage_line_21
|  | 0 | 0 | Poulsker | Scenario_7 | outage_line_21
|  | 0 | 0 | Aakirkeby | Scenario_7 | outage_line_21
|  | 0 | 0 | Dalslunde | Scenario_7 | outage_line_21
|  | 0 | 0 | Osterlars | Scenario_7 | outage_line_21
|  | 0 | 0 | Olsker | Scenario_7 | outage_line_21
|  | 0 | 0 | Gudhjem | Scenario_7 | outage_line_21
|  | 0 | 0 | Viadukten A | Scenario_7 | outage_line_21
|  | 0 | 0 | Viadukten B | Scenario_7 | outage_line_21
|  | 0 | 0 | Ronne Syd | Scenario_7 | outage_line_21
|  | 0 | 0 | Vaerket A | Scenario_7 | outage_line_21
|  | 0 | 0 | Vaerket B | Scenario_7 | outage_line_21
|  | 0 | 0 | Vesthavnen | Scenario_7 | outage_line_21
|  | 0 | 0 | Auxiliary bus Viadukten 1 | Scenario_7 | outage_line_21
|  | 0 | 0 | Auxiliary bus Viadukten 2 | Scenario_7 | outage_line_21
|  | 0 | 0 | Auxiliary bus Viadukten 3 | Scenario_7 | outage_line_21
1.0198 | -0.15625 | 0 | 0 | BOR HAS split 1 | Scenario_7 | outage_line_21
1.02 | -0.16554 | 0 | 0 | BOR HAS split 2 | Scenario_7 | outage_line_21
1.0161 | -0.063106 | 0 | 0 | Borrby | Scenario_7 | outage_line_21
0.91 | 0 | -0.091414 | 10.1561 | Tomelilla | Scenario_7 | outage_line_21
|  | 0 | 0 | Vaerket Blok 6 | Scenario_7 | outage_line_21
|  | 0 | 0 | Vaerket Blok 5 | Scenario_7 | outage_line_21
|  | 0 | 0 | Vaerket Diesler | Scenario_7 | outage_line_21
|  | 0 | 0 | Vaer N | Scenario_7 | outage_line_21
|  | 0 | 0 | Dampværk A | Scenario_7 | outage_line_21
|  | 0 | 0 | Dampværk B | Scenario_7 | outage_line_21
|  | 0 | 0 | Aux bus trafo DMP | Scenario_7 | outage_line_21
|  | 0 | 0 | Aux bus trafo DMP 2 | Scenario_7 | outage_line_21
|  | 0 | 0 | Snorrebakken 10 kV | Scenario_7 | outage_line_21
|  | 0 | 0 | Aux bus trafo HASLE | Scenario_7 | outage_line_21
|  | 0 | 0 | Aux bus trafo HASLE | Scenario_7 | outage_line_21
|  | 0 | 0 | Hasle 10 kV | Scenario_7 | outage_line_21
|  | 0 | 0 | Olsker 10 kV | Scenario_7 | outage_line_21
|  | 0 | 0 | Østerlars 10 kV | Scenario_7 | outage_line_21
|  | 0 | 0 | Åkirkeby 10 kV | Scenario_7 | outage_line_21
|  | 0 | 0 | Nexø 10 kV | Scenario_7 | outage_line_21
1 | 0 | -7.3769e-07 | -0.054657 | Bodilsker 10 kV | Scenario_7 | outage_line_21
|  | 0 | 0 | Rønne Syd 10 kV | Scenario_7 | outage_line_21
|  | 0 | 0 | Allinge 10 kV | Scenario_7 | outage_line_21
|  | 0 | 0 | Svaneke 10 kV | Scenario_7 | outage_line_21
|  | 0 | 0 | Viadukten 10 kV | Scenario_7 | outage_line_21
|  | 0 | 0 | Auxiliary bus Viadukten 4 | Scenario_7 | outage_line_21
|  | 0 | 0 | Rønne Nord 10 kV | Scenario_7 | outage_line_21
|  | 0 | 0 | Poulsker 10 kV | Scenario_7 | outage_line_21
|  | 0 | 0 | Vesthavnen 10 kV | Scenario_7 | outage_line_21
|  | 0 | 0 | Gudhjem 10 kV | Scenario_7 | outage_line_21
|  | 0 | 0 | Hasle A | Scenario_7 | outage_line_22
|  | 0 | 0 | Hasle B | Scenario_7 | outage_line_22
|  | 0 | 0 | Snorrebakken | Scenario_7 | outage_line_22
|  | 0 | 0 | Olsker | Scenario_7 | outage_line_22
|  | 0 | 0 | Ronne Nord | Scenario_7 | outage_line_22
|  | 0 | 0 | BOR-HAS split 3 | Scenario_7 | outage_line_22
|  | 0 | 0 | Allinge | Scenario_7 | outage_line_22
|  | 0 | 0 | Svaneke | Scenario_7 | outage_line_22
|  | 0 | 0 | Nexo | Scenario_7 | outage_line_22
0.95433 | 0.00077332 | 0 | 0 | Bodilsker | Scenario_7 | outage_line_22
|  | 0 | 0 | Poulsker | Scenario_7 | outage_line_22
|  | 0 | 0 | Aakirkeby | Scenario_7 | outage_line_22
|  | 0 | 0 | Dalslunde | Scenario_7 | outage_line_22
|  | 0 | 0 | Osterlars | Scenario_7 | outage_line_22
|  | 0 | 0 | Olsker | Scenario_7 | outage_line_22
|  | 0 | 0 | Gudhjem | Scenario_7 | outage_line_22
|  | 0 | 0 | Viadukten A | Scenario_7 | outage_line_22
|  | 0 | 0 | Viadukten B | Scenario_7 | outage_line_22
|  | 0 | 0 | Ronne Syd | Scenario_7 | outage_line_22
|  | 0 | 0 | Vaerket A | Scenario_7 | outage_line_22
|  | 0 | 0 | Vaerket B | Scenario_7 | outage_line_22
|  | 0 | 0 | Vesthavnen | Scenario_7 | outage_line_22
|  | 0 | 0 | Auxiliary bus Viadukten 1 | Scenario_7 | outage_line_22
|  | 0 | 0 | Auxiliary bus Viadukten 2 | Scenario_7 | outage_line_22
|  | 0 | 0 | Auxiliary bus Viadukten 3 | Scenario_7 | outage_line_22
0.99854 | -0.011111 | 0 | 0 | BOR HAS split 1 | Scenario_7 | outage_line_22
|  | 0 | 0 | BOR HAS split 2 | Scenario_7 | outage_line_22
0.99836 | -0.0065948 | 0 | 0 | Borrby | Scenario_7 | outage_line_22
0.91 | 0 | -0.031052 | 0.84544 | Tomelilla | Scenario_7 | outage_line_22
|  | 0 | 0 | Vaerket Blok 6 | Scenario_7 | outage_line_22
|  | 0 | 0 | Vaerket Blok 5 | Scenario_7 | outage_line_22
|  | 0 | 0 | Vaerket Diesler | Scenario_7 | outage_line_22
|  | 0 | 0 | Vaer N | Scenario_7 | outage_line_22
|  | 0 | 0 | Dampværk A | Scenario_7 | outage_line_22
|  | 0 | 0 | Dampværk B | Scenario_7 | outage_line_22
|  | 0 | 0 | Aux bus trafo DMP | Scenario_7 | outage_line_22
|  | 0 | 0 | Aux bus trafo DMP 2 | Scenario_7 | outage_line_22
|  | 0 | 0 | Snorrebakken 10 kV | Scenario_7 | outage_line_22
|  | 0 | 0 | Aux bus trafo HASLE | Scenario_7 | outage_line_22
|  | 0 | 0 | Aux bus trafo HASLE | Scenario_7 | outage_line_22
|  | 0 | 0 | Hasle 10 kV | Scenario_7 | outage_line_22
|  | 0 | 0 | Olsker 10 kV | Scenario_7 | outage_line_22
|  | 0 | 0 | Østerlars 10 kV | Scenario_7 | outage_line_22
|  | 0 | 0 | Åkirkeby 10 kV | Scenario_7 | outage_line_22
|  | 0 | 0 | Nexø 10 kV | Scenario_7 | outage_line_22
1 | 0 | -7.3769e-07 | -0.054657 | Bodilsker 10 kV | Scenario_7 | outage_line_22
|  | 0 | 0 | Rønne Syd 10 kV | Scenario_7 | outage_line_22
|  | 0 | 0 | Allinge 10 kV | Scenario_7 | outage_line_22
|  | 0 | 0 | Svaneke 10 kV | Scenario_7 | outage_line_22
|  | 0 | 0 | Viadukten 10 kV | Scenario_7 | outage_line_22
|  | 0 | 0 | Auxiliary bus Viadukten 4 | Scenario_7 | outage_line_22
|  | 0 | 0 | Rønne Nord 10 kV | Scenario_7 | outage_line_22
|  | 0 | 0 | Poulsker 10 kV | Scenario_7 | outage_line_22
|  | 0 | 0 | Vesthavnen 10 kV | Scenario_7 | outage_line_22
|  | 0 | 0 | Gudhjem 10 kV | Scenario_7 | outage_line_22
0.95603 | -2.1343 | 0 | 0 | Hasle A | Scenario_8 | outage_line_0
|  | 0 | 0 | Hasle B | Scenario_8 | outage_line_0
0.95061 | -2.0979 | 0 | 0 | Snorrebakken | Scenario_8 | outage_line_0
|  | 0 | 0 | Olsker | Scenario_8 | outage_line_0
0.95185 | -2.0927 | 0 | 0 | Ronne Nord | Scenario_8 | outage_line_0
0.95696 | -2.1294 | 0 | 0 | BOR-HAS split 3 | Scenario_8 | outage_line_0
0.95103 | -2.2384 | 0 | 0 | Allinge | Scenario_8 | outage_line_0
0.95284 | -2.3494 | 0 | 0 | Svaneke | Scenario_8 | outage_line_0
0.95287 | -2.3287 | 0 | 0 | Nexo | Scenario_8 | outage_line_0
0.95335 | -2.2855 | 0 | 0 | Bodilsker | Scenario_8 | outage_line_0
0.95287 | -2.3004 | 0 | 0 | Poulsker | Scenario_8 | outage_line_0
0.95093 | -2.1782 | 0 | 0 | Aakirkeby | Scenario_8 | outage_line_0
0.953 | -2.3372 | 0 | 0 | Dalslunde | Scenario_8 | outage_line_0
0.95165 | -2.3946 | 0 | 0 | Osterlars | Scenario_8 | outage_line_0
0.95201 | -2.2671 | 0 | 0 | Olsker | Scenario_8 | outage_line_0
0.95146 | -2.4133 | 0 | 0 | Gudhjem | Scenario_8 | outage_line_0
0.95125 | -2.0853 | 0 | 0 | Viadukten A | Scenario_8 | outage_line_0
|  | 0 | 0 | Viadukten B | Scenario_8 | outage_line_0
0.95095 | -2.0786 | 0 | 0 | Ronne Syd | Scenario_8 | outage_line_0
0.95112 | -2.0864 | 0 | 0 | Vaerket A | Scenario_8 | outage_line_0
|  | 0 | 0 | Vaerket B | Scenario_8 | outage_line_0
0.9514 | -2.0891 | 0 | 0 | Vesthavnen | Scenario_8 | outage_line_0
0.95125 | -2.0853 | 0 | 0 | Auxiliary bus Viadukten 1 | Scenario_8 | outage_line_0
0.95125 | -2.0853 | 0 | 0 | Auxiliary bus Viadukten 2 | Scenario_8 | outage_line_0
0.95125 | -2.0853 | 0 | 0 | Auxiliary bus Viadukten 3 | Scenario_8 | outage_line_0
0.98766 | -1.8517 | 0 | 0 | BOR HAS split 1 | Scenario_8 | outage_line_0
0.98735 | -1.8632 | 0 | 0 | BOR HAS split 2 | Scenario_8 | outage_line_0
0.99099 | -1.561 | 0 | 0 | Borrby | Scenario_8 | outage_line_0
0.91 | 0 | -14.3001 | -2.5021 | Tomelilla | Scenario_8 | outage_line_0
|  | 0 | 0 | Vaerket Blok 6 | Scenario_8 | outage_line_0
|  | 0 | 0 | Vaerket Blok 5 | Scenario_8 | outage_line_0
|  | 0 | 0 | Vaerket Diesler | Scenario_8 | outage_line_0
|  | 0 | 0 | Vaer N | Scenario_8 | outage_line_0
0.98381 | -2.1328 | 0 | 3.8716 | Dampværk A | Scenario_8 | outage_line_0
0.98381 | -2.1328 | 0 | 0 | Dampværk B | Scenario_8 | outage_line_0
0.98381 | -2.1328 | 0 | 0 | Aux bus trafo DMP | Scenario_8 | outage_line_0
0.98381 | -2.1328 | 0.38961 | 0 | Aux bus trafo DMP 2 | Scenario_8 | outage_line_0
0.98558 | -3.3916 | 2.4463 | 0.86369 | Snorrebakken 10 kV | Scenario_8 | outage_line_0
0.95603 | -2.1343 | 0 | 0 | Aux bus trafo HASLE | Scenario_8 | outage_line_0
0.95603 | -2.1343 | 0 | 0 | Aux bus trafo HASLE | Scenario_8 | outage_line_0
0.99113 | -3.4762 | 2.4463 | 0.86369 | Hasle 10 kV | Scenario_8 | outage_line_0
0.94819 | -3.9594 | 1.5951 | 0.11784 | Olsker 10 kV | Scenario_8 | outage_line_0
0.99157 | -2.9555 | 1.632 | 0.78617 | Østerlars 10 kV | Scenario_8 | outage_line_0
0.98927 | -2.3919 | 0.87882 | 1.5222 | Åkirkeby 10 kV | Scenario_8 | outage_line_0
0.99679 | -3.2257 | 1.7546 | 0.07745 | Nexø 10 kV | Scenario_8 | outage_line_0
1 | 0 | -4.9154 | 0.019127 | Bodilsker 10 kV | Scenario_8 | outage_line_0
0.94332 | -2.4404 | 1.0588 | 5.3933 | Rønne Syd 10 kV | Scenario_8 | outage_line_0
0.96431 | -3.1198 | 1.8409 | 3.1886 | Allinge 10 kV | Scenario_8 | outage_line_0
0.99047 | -2.7198 | 0.75474 | 0.76984 | Svaneke 10 kV | Scenario_8 | outage_line_0
0.98577 | -2.3821 | 0.66903 | 1.1588 | Viadukten 10 kV | Scenario_8 | outage_line_0
0.95125 | -2.0853 | 0 | 0 | Auxiliary bus Viadukten 4 | Scenario_8 | outage_line_0
0.98963 | -2.2959 | 0.46303 | 0.80198 | Rønne Nord 10 kV | Scenario_8 | outage_line_0
0.99251 | -2.922 | 1.2457 | 0.51957 | Poulsker 10 kV | Scenario_8 | outage_line_0
0.98511 | -2.41 | 0.70261 | 1.217 | Vesthavnen 10 kV | Scenario_8 | outage_line_0
0.94816 | -3.1155 | 0.68429 | 0.14894 | Gudhjem 10 kV | Scenario_8 | outage_line_0
0.95871 | -1.7507 | 0 | 0 | Hasle A | Scenario_8 | outage_line_1
|  | 0 | 0 | Hasle B | Scenario_8 | outage_line_1
|  | 0 | 0 | Snorrebakken | Scenario_8 | outage_line_1
|  | 0 | 0 | Olsker | Scenario_8 | outage_line_1
0.95499 | -1.676 | 0 | 0 | Ronne Nord | Scenario_8 | outage_line_1
0.95958 | -1.7502 | 0 | 0 | BOR-HAS split 3 | Scenario_8 | outage_line_1
0.95358 | -1.8612 | 0 | 0 | Allinge | Scenario_8 | outage_line_1
0.95488 | -1.9952 | 0 | 0 | Svaneke | Scenario_8 | outage_line_1
0.95488 | -1.9758 | 0 | 0 | Nexo | Scenario_8 | outage_line_1
0.95534 | -1.9331 | 0 | 0 | Bodilsker | Scenario_8 | outage_line_1
0.95487 | -1.9479 | 0 | 0 | Poulsker | Scenario_8 | outage_line_1
0.95351 | -1.7914 | 0 | 0 | Aakirkeby | Scenario_8 | outage_line_1
0.95507 | -1.9821 | 0 | 0 | Dalslunde | Scenario_8 | outage_line_1
0.95393 | -2.0296 | 0 | 0 | Osterlars | Scenario_8 | outage_line_1
0.95456 | -1.8897 | 0 | 0 | Olsker | Scenario_8 | outage_line_1
0.95374 | -2.0483 | 0 | 0 | Gudhjem | Scenario_8 | outage_line_1
0.95445 | -1.6641 | 0 | 0 | Viadukten A | Scenario_8 | outage_line_1
|  | 0 | 0 | Viadukten B | Scenario_8 | outage_line_1
0.95413 | -1.6571 | 0 | 0 | Ronne Syd | Scenario_8 | outage_line_1
0.95436 | -1.6618 | 0 | 0 | Vaerket A | Scenario_8 | outage_line_1
|  | 0 | 0 | Vaerket B | Scenario_8 | outage_line_1
0.9546 | -1.6681 | 0 | 0 | Vesthavnen | Scenario_8 | outage_line_1
0.95445 | -1.6641 | 0 | 0 | Auxiliary bus Viadukten 1 | Scenario_8 | outage_line_1
0.95445 | -1.6641 | 0 | 0 | Auxiliary bus Viadukten 2 | Scenario_8 | outage_line_1
0.95445 | -1.6641 | 0 | 0 | Auxiliary bus Viadukten 3 | Scenario_8 | outage_line_1
0.98775 | -1.6139 | 0 | 0 | BOR HAS split 1 | Scenario_8 | outage_line_1
0.98747 | -1.6234 | 0 | 0 | BOR HAS split 2 | Scenario_8 | outage_line_1
0.99086 | -1.3643 | 0 | 0 | Borrby | Scenario_8 | outage_line_1
0.91 | 0 | -12.5206 | -2.6112 | Tomelilla | Scenario_8 | outage_line_1
|  | 0 | 0 | Vaerket Blok 6 | Scenario_8 | outage_line_1
|  | 0 | 0 | Vaerket Blok 5 | Scenario_8 | outage_line_1
|  | 0 | 0 | Vaerket Diesler | Scenario_8 | outage_line_1
|  | 0 | 0 | Vaer N | Scenario_8 | outage_line_1
0.98717 | -1.7077 | 0 | 3.898 | Dampværk A | Scenario_8 | outage_line_1
0.98717 | -1.7077 | 0 | 0 | Dampværk B | Scenario_8 | outage_line_1
0.98717 | -1.7077 | 0 | 0 | Aux bus trafo DMP | Scenario_8 | outage_line_1
0.98717 | -1.7077 | 0.38961 | 0 | Aux bus trafo DMP 2 | Scenario_8 | outage_line_1
|  | 0 | 0 | Snorrebakken 10 kV | Scenario_8 | outage_line_1
0.95871 | -1.7507 | 0 | 0 | Aux bus trafo HASLE | Scenario_8 | outage_line_1
0.95871 | -1.7507 | 0 | 0 | Aux bus trafo HASLE | Scenario_8 | outage_line_1
0.99397 | -3.0851 | 2.4463 | 0.86369 | Hasle 10 kV | Scenario_8 | outage_line_1
0.95075 | -3.573 | 1.5951 | 0.11784 | Olsker 10 kV | Scenario_8 | outage_line_1
0.99398 | -2.5878 | 1.632 | 0.78617 | Østerlars 10 kV | Scenario_8 | outage_line_1
0.992 | -2.004 | 0.87882 | 1.5222 | Åkirkeby 10 kV | Scenario_8 | outage_line_1
0.9989 | -2.8689 | 1.7546 | 0.07745 | Nexø 10 kV | Scenario_8 | outage_line_1
1 | 0 | -4.1515 | 0.25806 | Bodilsker 10 kV | Scenario_8 | outage_line_1
0.94659 | -2.0154 | 1.0588 | 5.418 | Rønne Syd 10 kV | Scenario_8 | outage_line_1
0.96708 | -2.7378 | 1.8409 | 3.1886 | Allinge 10 kV | Scenario_8 | outage_line_1
0.99263 | -2.364 | 0.75474 | 0.76984 | Svaneke 10 kV | Scenario_8 | outage_line_1
0.98915 | -1.9588 | 0.66903 | 1.1588 | Viadukten 10 kV | Scenario_8 | outage_line_1
0.95445 | -1.6641 | 0 | 0 | Auxiliary bus Viadukten 4 | Scenario_8 | outage_line_1
0.99295 | -1.8778 | 0.46303 | 0.80198 | Rønne Nord 10 kV | Scenario_8 | outage_line_1
0.99461 | -2.567 | 1.2457 | 0.51957 | Poulsker 10 kV | Scenario_8 | outage_line_1
0.9885 | -1.9868 | 0.70261 | 1.217 | Vesthavnen 10 kV | Scenario_8 | outage_line_1
0.95046 | -2.7471 | 0.68429 | 0.14894 | Gudhjem 10 kV | Scenario_8 | outage_line_1
0.95773 | -1.7326 | 0 | 0 | Hasle A | Scenario_8 | outage_line_2
|  | 0 | 0 | Hasle B | Scenario_8 | outage_line_2
|  | 0 | 0 | Snorrebakken | Scenario_8 | outage_line_2
|  | 0 | 0 | Olsker | Scenario_8 | outage_line_2
0.95394 | -1.6544 | 0 | 0 | Ronne Nord | Scenario_8 | outage_line_2
0.95861 | -1.7326 | 0 | 0 | BOR-HAS split 3 | Scenario_8 | outage_line_2
0.95258 | -1.8438 | 0 | 0 | Allinge | Scenario_8 | outage_line_2
0.95383 | -1.9799 | 0 | 0 | Svaneke | Scenario_8 | outage_line_2
0.95383 | -1.9605 | 0 | 0 | Nexo | Scenario_8 | outage_line_2
0.95428 | -1.9179 | 0 | 0 | Bodilsker | Scenario_8 | outage_line_2
0.95381 | -1.9327 | 0 | 0 | Poulsker | Scenario_8 | outage_line_2
0.95231 | -1.7683 | 0 | 0 | Aakirkeby | Scenario_8 | outage_line_2
0.95402 | -1.9667 | 0 | 0 | Dalslunde | Scenario_8 | outage_line_2
0.95289 | -2.0134 | 0 | 0 | Osterlars | Scenario_8 | outage_line_2
0.95356 | -1.8724 | 0 | 0 | Olsker | Scenario_8 | outage_line_2
0.95271 | -2.0322 | 0 | 0 | Gudhjem | Scenario_8 | outage_line_2
0.95314 | -1.6337 | 0 | 0 | Viadukten A | Scenario_8 | outage_line_2
|  | 0 | 0 | Viadukten B | Scenario_8 | outage_line_2
0.95278 | -1.6259 | 0 | 0 | Ronne Syd | Scenario_8 | outage_line_2
0.9529 | -1.6265 | 0 | 0 | Vaerket A | Scenario_8 | outage_line_2
|  | 0 | 0 | Vaerket B | Scenario_8 | outage_line_2
0.95382 | -1.6534 | 0 | 0 | Vesthavnen | Scenario_8 | outage_line_2
0.95314 | -1.6337 | 0 | 0 | Auxiliary bus Viadukten 1 | Scenario_8 | outage_line_2
0.95314 | -1.6337 | 0 | 0 | Auxiliary bus Viadukten 2 | Scenario_8 | outage_line_2
0.95314 | -1.6337 | 0 | 0 | Auxiliary bus Viadukten 3 | Scenario_8 | outage_line_2
0.98715 | -1.6166 | 0 | 0 | BOR HAS split 1 | Scenario_8 | outage_line_2
0.98686 | -1.6258 | 0 | 0 | BOR HAS split 2 | Scenario_8 | outage_line_2
0.99036 | -1.3683 | 0 | 0 | Borrby | Scenario_8 | outage_line_2
0.91 | 0 | -12.5633 | -2.8717 | Tomelilla | Scenario_8 | outage_line_2
|  | 0 | 0 | Vaerket Blok 6 | Scenario_8 | outage_line_2
|  | 0 | 0 | Vaerket Blok 5 | Scenario_8 | outage_line_2
|  | 0 | 0 | Vaerket Diesler | Scenario_8 | outage_line_2
|  | 0 | 0 | Vaer N | Scenario_8 | outage_line_2
0.98566 | -1.6726 | 0 | 3.8861 | Dampværk A | Scenario_8 | outage_line_2
0.98566 | -1.6726 | 0 | 0 | Dampværk B | Scenario_8 | outage_line_2
0.98566 | -1.6726 | 0 | 0 | Aux bus trafo DMP | Scenario_8 | outage_line_2
0.98566 | -1.6726 | 0.38961 | 0 | Aux bus trafo DMP 2 | Scenario_8 | outage_line_2
|  | 0 | 0 | Snorrebakken 10 kV | Scenario_8 | outage_line_2
0.95773 | -1.7326 | 0 | 0 | Aux bus trafo HASLE | Scenario_8 | outage_line_2
0.95773 | -1.7326 | 0 | 0 | Aux bus trafo HASLE | Scenario_8 | outage_line_2
0.99293 | -3.0698 | 2.4463 | 0.86369 | Hasle 10 kV | Scenario_8 | outage_line_2
0.94974 | -3.5592 | 1.5951 | 0.11784 | Olsker 10 kV | Scenario_8 | outage_line_2
0.99289 | -2.5729 | 1.632 | 0.78617 | Østerlars 10 kV | Scenario_8 | outage_line_2
0.99073 | -1.9814 | 0.87882 | 1.5222 | Åkirkeby 10 kV | Scenario_8 | outage_line_2
0.99779 | -2.8557 | 1.7546 | 0.07745 | Nexø 10 kV | Scenario_8 | outage_line_2
1 | 0 | -4.1225 | 0.12089 | Bodilsker 10 kV | Scenario_8 | outage_line_2
0.9452 | -1.9858 | 1.0588 | 5.4074 | Rønne Syd 10 kV | Scenario_8 | outage_line_2
0.96599 | -2.7223 | 1.8409 | 3.1886 | Allinge 10 kV | Scenario_8 | outage_line_2
0.99152 | -2.3495 | 0.75474 | 0.76984 | Svaneke 10 kV | Scenario_8 | outage_line_2
0.98777 | -1.9292 | 0.66903 | 1.1588 | Viadukten 10 kV | Scenario_8 | outage_line_2
0.95314 | -1.6337 | 0 | 0 | Auxiliary bus Viadukten 4 | Scenario_8 | outage_line_2
0.99184 | -1.8567 | 0.46303 | 0.80198 | Rønne Nord 10 kV | Scenario_8 | outage_line_2
0.9935 | -2.5531 | 1.2457 | 0.51957 | Poulsker 10 kV | Scenario_8 | outage_line_2
0.98767 | -1.9727 | 0.70261 | 1.217 | Vesthavnen 10 kV | Scenario_8 | outage_line_2
0.94942 | -2.7325 | 0.68429 | 0.14894 | Gudhjem 10 kV | Scenario_8 | outage_line_2
0.95693 | -1.7191 | 0 | 0 | Hasle A | Scenario_8 | outage_line_3
|  | 0 | 0 | Hasle B | Scenario_8 | outage_line_3
|  | 0 | 0 | Snorrebakken | Scenario_8 | outage_line_3
|  | 0 | 0 | Olsker | Scenario_8 | outage_line_3
0.95309 | -1.6382 | 0 | 0 | Ronne Nord | Scenario_8 | outage_line_3
0.95782 | -1.7194 | 0 | 0 | BOR-HAS split 3 | Scenario_8 | outage_line_3
0.95176 | -1.8304 | 0 | 0 | Allinge | Scenario_8 | outage_line_3
0.95295 | -1.9669 | 0 | 0 | Svaneke | Scenario_8 | outage_line_3
0.95294 | -1.9476 | 0 | 0 | Nexo | Scenario_8 | outage_line_3
0.9534 | -1.9049 | 0 | 0 | Bodilsker | Scenario_8 | outage_line_3
0.95293 | -1.9197 | 0 | 0 | Poulsker | Scenario_8 | outage_line_3
0.95129 | -1.748 | 0 | 0 | Aakirkeby | Scenario_8 | outage_line_3
0.95314 | -1.9537 | 0 | 0 | Dalslunde | Scenario_8 | outage_line_3
0.95204 | -2.0004 | 0 | 0 | Osterlars | Scenario_8 | outage_line_3
0.95273 | -1.8591 | 0 | 0 | Olsker | Scenario_8 | outage_line_3
0.95185 | -2.0192 | 0 | 0 | Gudhjem | Scenario_8 | outage_line_3
0.95228 | -1.6169 | 0 | 0 | Viadukten A | Scenario_8 | outage_line_3
|  | 0 | 0 | Viadukten B | Scenario_8 | outage_line_3
0.95162 | -1.5983 | 0 | 0 | Ronne Syd | Scenario_8 | outage_line_3
0.95123 | -1.5667 | 0 | 0 | Vaerket A | Scenario_8 | outage_line_3
|  | 0 | 0 | Vaerket B | Scenario_8 | outage_line_3
0.95297 | -1.6373 | 0 | 0 | Vesthavnen | Scenario_8 | outage_line_3
0.95228 | -1.6169 | 0 | 0 | Auxiliary bus Viadukten 1 | Scenario_8 | outage_line_3
0.95228 | -1.6169 | 0 | 0 | Auxiliary bus Viadukten 2 | Scenario_8 | outage_line_3
0.95228 | -1.6169 | 0 | 0 | Auxiliary bus Viadukten 3 | Scenario_8 | outage_line_3
0.98666 | -1.6194 | 0 | 0 | BOR HAS split 1 | Scenario_8 | outage_line_3
0.98637 | -1.6285 | 0 | 0 | BOR HAS split 2 | Scenario_8 | outage_line_3
0.98996 | -1.372 | 0 | 0 | Borrby | Scenario_8 | outage_line_3
0.91 | 0 | -12.6024 | -3.0811 | Tomelilla | Scenario_8 | outage_line_3
|  | 0 | 0 | Vaerket Blok 6 | Scenario_8 | outage_line_3
|  | 0 | 0 | Vaerket Blok 5 | Scenario_8 | outage_line_3
|  | 0 | 0 | Vaerket Diesler | Scenario_8 | outage_line_3
|  | 0 | 0 | Vaer N | Scenario_8 | outage_line_3
0.98393 | -1.613 | 0 | 3.8725 | Dampværk A | Scenario_8 | outage_line_3
0.98393 | -1.613 | 0 | 0 | Dampværk B | Scenario_8 | outage_line_3
0.98393 | -1.613 | 0 | 0 | Aux bus trafo DMP | Scenario_8 | outage_line_3
0.98393 | -1.613 | 0.38961 | 0 | Aux bus trafo DMP 2 | Scenario_8 | outage_line_3
|  | 0 | 0 | Snorrebakken 10 kV | Scenario_8 | outage_line_3
0.95693 | -1.7191 | 0 | 0 | Aux bus trafo HASLE | Scenario_8 | outage_line_3
0.95693 | -1.7191 | 0 | 0 | Aux bus trafo HASLE | Scenario_8 | outage_line_3
0.99208 | -3.0585 | 2.4463 | 0.86369 | Hasle 10 kV | Scenario_8 | outage_line_3
0.94892 | -3.5488 | 1.5951 | 0.11784 | Olsker 10 kV | Scenario_8 | outage_line_3
0.99199 | -2.5609 | 1.632 | 0.78617 | Østerlars 10 kV | Scenario_8 | outage_line_3
0.98965 | -1.9615 | 0.87882 | 1.5222 | Åkirkeby 10 kV | Scenario_8 | outage_line_3
0.99687 | -2.8444 | 1.7546 | 0.07745 | Nexø 10 kV | Scenario_8 | outage_line_3
1 | 0 | -4.0977 | 0.0059813 | Bodilsker 10 kV | Scenario_8 | outage_line_3
0.94401 | -1.9593 | 1.0588 | 5.3985 | Rønne Syd 10 kV | Scenario_8 | outage_line_3
0.9651 | -2.7105 | 1.8409 | 3.1886 | Allinge 10 kV | Scenario_8 | outage_line_3
0.99059 | -2.3372 | 0.75474 | 0.76984 | Svaneke 10 kV | Scenario_8 | outage_line_3
0.98685 | -1.913 | 0.66903 | 1.1588 | Viadukten 10 kV | Scenario_8 | outage_line_3
0.95228 | -1.6169 | 0 | 0 | Auxiliary bus Viadukten 4 | Scenario_8 | outage_line_3
0.99094 | -1.8409 | 0.46303 | 0.80198 | Rønne Nord 10 kV | Scenario_8 | outage_line_3
0.99256 | -2.5413 | 1.2457 | 0.51957 | Poulsker 10 kV | Scenario_8 | outage_line_3
0.98677 | -1.9571 | 0.70261 | 1.217 | Vesthavnen 10 kV | Scenario_8 | outage_line_3
0.94856 | -2.7208 | 0.68429 | 0.14894 | Gudhjem 10 kV | Scenario_8 | outage_line_3
0.96632 | -1.8366 | 0 | 0 | Hasle A | Scenario_8 | outage_line_4
|  | 0 | 0 | Hasle B | Scenario_8 | outage_line_4
|  | 0 | 0 | Snorrebakken | Scenario_8 | outage_line_4
|  | 0 | 0 | Olsker | Scenario_8 | outage_line_4
0.96325 | -1.7872 | 0 | 0 | Ronne Nord | Scenario_8 | outage_line_4
0.96711 | -1.8334 | 0 | 0 | BOR-HAS split 3 | Scenario_8 | outage_line_4
0.96107 | -1.9374 | 0 | 0 | Allinge | Scenario_8 | outage_line_4
0.96172 | -2.0383 | 0 | 0 | Svaneke | Scenario_8 | outage_line_4
0.96167 | -2.0169 | 0 | 0 | Nexo | Scenario_8 | outage_line_4
0.96211 | -1.9732 | 0 | 0 | Bodilsker | Scenario_8 | outage_line_4
0.96164 | -1.988 | 0 | 0 | Poulsker | Scenario_8 | outage_line_4
0.96091 | -1.8638 | 0 | 0 | Aakirkeby | Scenario_8 | outage_line_4
0.96193 | -2.0266 | 0 | 0 | Dalslunde | Scenario_8 | outage_line_4
0.96107 | -2.0866 | 0 | 0 | Osterlars | Scenario_8 | outage_line_4
0.96204 | -1.9653 | 0 | 0 | Olsker | Scenario_8 | outage_line_4
0.96089 | -2.1053 | 0 | 0 | Gudhjem | Scenario_8 | outage_line_4
0.96262 | -1.7736 | 0 | 0 | Viadukten A | Scenario_8 | outage_line_4
|  | 0 | 0 | Viadukten B | Scenario_8 | outage_line_4
0.96214 | -1.762 | 0 | 0 | Ronne Syd | Scenario_8 | outage_line_4
|  | 0 | 0 | Vaerket A | Scenario_8 | outage_line_4
|  | 0 | 0 | Vaerket B | Scenario_8 | outage_line_4
0.96313 | -1.7863 | 0 | 0 | Vesthavnen | Scenario_8 | outage_line_4
0.96262 | -1.7736 | 0 | 0 | Auxiliary bus Viadukten 1 | Scenario_8 | outage_line_4
0.96262 | -1.7736 | 0 | 0 | Auxiliary bus Viadukten 2 | Scenario_8 | outage_line_4
0.96262 | -1.7736 | 0 | 0 | Auxiliary bus Viadukten 3 | Scenario_8 | outage_line_4
0.99225 | -1.5651 | 0 | 0 | BOR HAS split 1 | Scenario_8 | outage_line_4
0.99201 | -1.5759 | 0 | 0 | BOR HAS split 2 | Scenario_8 | outage_line_4
0.99454 | -1.3111 | 0 | 0 | Borrby | Scenario_8 | outage_line_4
0.91 | 0 | -11.9857 | -0.69619 | Tomelilla | Scenario_8 | outage_line_4
|  | 0 | 0 | Vaerket Blok 6 | Scenario_8 | outage_line_4
|  | 0 | 0 | Vaerket Blok 5 | Scenario_8 | outage_line_4
|  | 0 | 0 | Vaerket Diesler | Scenario_8 | outage_line_4
|  | 0 | 0 | Vaer N | Scenario_8 | outage_line_4
|  | 0 | 0 | Dampværk A | Scenario_8 | outage_line_4
|  | 0 | 0 | Dampværk B | Scenario_8 | outage_line_4
|  | 0 | 0 | Aux bus trafo DMP | Scenario_8 | outage_line_4
|  | 0 | 0 | Aux bus trafo DMP 2 | Scenario_8 | outage_line_4
|  | 0 | 0 | Snorrebakken 10 kV | Scenario_8 | outage_line_4
0.96632 | -1.8366 | 0 | 0 | Aux bus trafo HASLE | Scenario_8 | outage_line_4
0.96632 | -1.8366 | 0 | 0 | Aux bus trafo HASLE | Scenario_8 | outage_line_4
1.002 | -3.1498 | 2.4463 | 0.86369 | Hasle 10 kV | Scenario_8 | outage_line_4
0.95826 | -3.6224 | 1.5951 | 0.11784 | Olsker 10 kV | Scenario_8 | outage_line_4
1.0015 | -2.6365 | 1.632 | 0.78617 | Østerlars 10 kV | Scenario_8 | outage_line_4
0.9998 | -2.0731 | 0.87882 | 1.5222 | Åkirkeby 10 kV | Scenario_8 | outage_line_4
1.006 | -2.8975 | 1.7546 | 0.07745 | Nexø 10 kV | Scenario_8 | outage_line_4
1 | 0 | -4.2146 | 1.1341 | Bodilsker 10 kV | Scenario_8 | outage_line_4
0.95483 | -2.1117 | 1.0588 | 5.4807 | Rønne Syd 10 kV | Scenario_8 | outage_line_4
0.97518 | -2.7998 | 1.8409 | 3.1886 | Allinge 10 kV | Scenario_8 | outage_line_4
0.99984 | -2.4019 | 0.75474 | 0.76984 | Svaneke 10 kV | Scenario_8 | outage_line_4
0.9978 | -2.0632 | 0.66903 | 1.1588 | Viadukten 10 kV | Scenario_8 | outage_line_4
0.96262 | -1.7736 | 0 | 0 | Auxiliary bus Viadukten 4 | Scenario_8 | outage_line_4
1.0017 | -1.9855 | 0.46303 | 0.80198 | Rønne Nord 10 kV | Scenario_8 | outage_line_4
1.0017 | -2.5982 | 1.2457 | 0.51957 | Poulsker 10 kV | Scenario_8 | outage_line_4
0.99753 | -2.0993 | 0.70261 | 1.217 | Vesthavnen 10 kV | Scenario_8 | outage_line_4
0.95762 | -2.7937 | 0.68429 | 0.14894 | Gudhjem 10 kV | Scenario_8 | outage_line_4
0.96946 | -1.7769 | 0 | 0 | Hasle A | Scenario_8 | outage_line_5
|  | 0 | 0 | Hasle B | Scenario_8 | outage_line_5
|  | 0 | 0 | Snorrebakken | Scenario_8 | outage_line_5
|  | 0 | 0 | Olsker | Scenario_8 | outage_line_5
0.96671 | -1.7282 | 0 | 0 | Ronne Nord | Scenario_8 | outage_line_5
0.97021 | -1.7738 | 0 | 0 | BOR-HAS split 3 | Scenario_8 | outage_line_5
0.96415 | -1.8762 | 0 | 0 | Allinge | Scenario_8 | outage_line_5
0.96447 | -1.9722 | 0 | 0 | Svaneke | Scenario_8 | outage_line_5
0.96441 | -1.9504 | 0 | 0 | Nexo | Scenario_8 | outage_line_5
0.96483 | -1.9066 | 0 | 0 | Bodilsker | Scenario_8 | outage_line_5
0.96437 | -1.9213 | 0 | 0 | Poulsker | Scenario_8 | outage_line_5
0.96398 | -1.8006 | 0 | 0 | Aakirkeby | Scenario_8 | outage_line_5
0.9647 | -1.9607 | 0 | 0 | Dalslunde | Scenario_8 | outage_line_5
0.96398 | -2.0223 | 0 | 0 | Osterlars | Scenario_8 | outage_line_5
0.96511 | -1.9039 | 0 | 0 | Olsker | Scenario_8 | outage_line_5
0.9638 | -2.0409 | 0 | 0 | Gudhjem | Scenario_8 | outage_line_5
0.96606 | -1.7142 | 0 | 0 | Viadukten A | Scenario_8 | outage_line_5
|  | 0 | 0 | Viadukten B | Scenario_8 | outage_line_5
0.96556 | -1.7021 | 0 | 0 | Ronne Syd | Scenario_8 | outage_line_5
|  | 0 | 0 | Vaerket A | Scenario_8 | outage_line_5
|  | 0 | 0 | Vaerket B | Scenario_8 | outage_line_5
|  | 0 | 0 | Vesthavnen | Scenario_8 | outage_line_5
0.96606 | -1.7142 | 0 | 0 | Auxiliary bus Viadukten 1 | Scenario_8 | outage_line_5
0.96606 | -1.7142 | 0 | 0 | Auxiliary bus Viadukten 2 | Scenario_8 | outage_line_5
0.96606 | -1.7142 | 0 | 0 | Auxiliary bus Viadukten 3 | Scenario_8 | outage_line_5
0.99376 | -1.4943 | 0 | 0 | BOR HAS split 1 | Scenario_8 | outage_line_5
0.99354 | -1.505 | 0 | 0 | BOR HAS split 2 | Scenario_8 | outage_line_5
0.99574 | -1.2481 | 0 | 0 | Borrby | Scenario_8 | outage_line_5
0.91 | 0 | -11.396 | -0.087944 | Tomelilla | Scenario_8 | outage_line_5
|  | 0 | 0 | Vaerket Blok 6 | Scenario_8 | outage_line_5
|  | 0 | 0 | Vaerket Blok 5 | Scenario_8 | outage_line_5
|  | 0 | 0 | Vaerket Diesler | Scenario_8 | outage_line_5
|  | 0 | 0 | Vaer N | Scenario_8 | outage_line_5
|  | 0 | 0 | Dampværk A | Scenario_8 | outage_line_5
|  | 0 | 0 | Dampværk B | Scenario_8 | outage_line_5
|  | 0 | 0 | Aux bus trafo DMP | Scenario_8 | outage_line_5
|  | 0 | 0 | Aux bus trafo DMP 2 | Scenario_8 | outage_line_5
|  | 0 | 0 | Snorrebakken 10 kV | Scenario_8 | outage_line_5
0.96946 | -1.7769 | 0 | 0 | Aux bus trafo HASLE | Scenario_8 | outage_line_5
0.96946 | -1.7769 | 0 | 0 | Aux bus trafo HASLE | Scenario_8 | outage_line_5
1.0054 | -3.0816 | 2.4463 | 0.86369 | Hasle 10 kV | Scenario_8 | outage_line_5
0.96135 | -3.5504 | 1.5951 | 0.11784 | Olsker 10 kV | Scenario_8 | outage_line_5
1.0046 | -2.5689 | 1.632 | 0.78617 | Østerlars 10 kV | Scenario_8 | outage_line_5
1.003 | -2.0085 | 0.87882 | 1.5222 | Åkirkeby 10 kV | Scenario_8 | outage_line_5
1.0089 | -2.826 | 1.7546 | 0.07745 | Nexø 10 kV | Scenario_8 | outage_line_5
1 | 0 | -4.0605 | 1.4818 | Bodilsker 10 kV | Scenario_8 | outage_line_5
0.95836 | -2.0483 | 1.0588 | 5.5077 | Rønne Syd 10 kV | Scenario_8 | outage_line_5
0.97851 | -2.733 | 1.8409 | 3.1886 | Allinge 10 kV | Scenario_8 | outage_line_5
1.0027 | -2.3337 | 0.75474 | 0.76984 | Svaneke 10 kV | Scenario_8 | outage_line_5
1.0014 | -2.0017 | 0.66903 | 1.1588 | Viadukten 10 kV | Scenario_8 | outage_line_5
0.96606 | -1.7142 | 0 | 0 | Auxiliary bus Viadukten 4 | Scenario_8 | outage_line_5
1.0053 | -1.9251 | 0.46303 | 0.80198 | Rønne Nord 10 kV | Scenario_8 | outage_line_5
1.0046 | -2.5281 | 1.2457 | 0.51957 | Poulsker 10 kV | Scenario_8 | outage_line_5
|  | 0 | 0 | Vesthavnen 10 kV | Scenario_8 | outage_line_5
0.96054 | -2.7251 | 0.68429 | 0.14894 | Gudhjem 10 kV | Scenario_8 | outage_line_5
0.97369 | -1.864 | 0 | 0 | Hasle A | Scenario_8 | outage_line_6
|  | 0 | 0 | Hasle B | Scenario_8 | outage_line_6
|  | 0 | 0 | Snorrebakken | Scenario_8 | outage_line_6
|  | 0 | 0 | Olsker | Scenario_8 | outage_line_6
0.91967 | -1.6306 | 0 | 0 | Ronne Nord | Scenario_8 | outage_line_6
0.97439 | -1.8589 | 0 | 0 | BOR-HAS split 3 | Scenario_8 | outage_line_6
0.96298 | -1.9737 | 0 | 0 | Allinge | Scenario_8 | outage_line_6
0.94435 | -2.1065 | 0 | 0 | Svaneke | Scenario_8 | outage_line_6
0.94321 | -2.0822 | 0 | 0 | Nexo | Scenario_8 | outage_line_6
0.94311 | -2.0316 | 0 | 0 | Bodilsker | Scenario_8 | outage_line_6
0.94263 | -2.0466 | 0 | 0 | Poulsker | Scenario_8 | outage_line_6
0.93031 | -1.8313 | 0 | 0 | Aakirkeby | Scenario_8 | outage_line_6
0.94541 | -2.0972 | 0 | 0 | Dalslunde | Scenario_8 | outage_line_6
0.95249 | -2.143 | 0 | 0 | Osterlars | Scenario_8 | outage_line_6
0.96394 | -2.0015 | 0 | 0 | Olsker | Scenario_8 | outage_line_6
0.95231 | -2.1617 | 0 | 0 | Gudhjem | Scenario_8 | outage_line_6
0.91975 | -1.6317 | 0 | 0 | Viadukten A | Scenario_8 | outage_line_6
|  | 0 | 0 | Viadukten B | Scenario_8 | outage_line_6
0.91992 | -1.6337 | 0 | 0 | Ronne Syd | Scenario_8 | outage_line_6
|  | 0 | 0 | Vaerket A | Scenario_8 | outage_line_6
|  | 0 | 0 | Vaerket B | Scenario_8 | outage_line_6
|  | 0 | 0 | Vesthavnen | Scenario_8 | outage_line_6
0.91975 | -1.6317 | 0 | 0 | Auxiliary bus Viadukten 1 | Scenario_8 | outage_line_6
0.91975 | -1.6317 | 0 | 0 | Auxiliary bus Viadukten 2 | Scenario_8 | outage_line_6
0.91975 | -1.6317 | 0 | 0 | Auxiliary bus Viadukten 3 | Scenario_8 | outage_line_6
0.9964 | -1.489 | 0 | 0 | BOR HAS split 1 | Scenario_8 | outage_line_6
0.99621 | -1.5007 | 0 | 0 | BOR HAS split 2 | Scenario_8 | outage_line_6
0.99792 | -1.2362 | 0 | 0 | Borrby | Scenario_8 | outage_line_6
0.91 | 0 | -11.2547 | 1.053 | Tomelilla | Scenario_8 | outage_line_6
|  | 0 | 0 | Vaerket Blok 6 | Scenario_8 | outage_line_6
|  | 0 | 0 | Vaerket Blok 5 | Scenario_8 | outage_line_6
|  | 0 | 0 | Vaerket Diesler | Scenario_8 | outage_line_6
|  | 0 | 0 | Vaer N | Scenario_8 | outage_line_6
|  | 0 | 0 | Dampværk A | Scenario_8 | outage_line_6
|  | 0 | 0 | Dampværk B | Scenario_8 | outage_line_6
|  | 0 | 0 | Aux bus trafo DMP | Scenario_8 | outage_line_6
|  | 0 | 0 | Aux bus trafo DMP 2 | Scenario_8 | outage_line_6
|  | 0 | 0 | Snorrebakken 10 kV | Scenario_8 | outage_line_6
0.97369 | -1.864 | 0 | 0 | Aux bus trafo HASLE | Scenario_8 | outage_line_6
0.97369 | -1.864 | 0 | 0 | Aux bus trafo HASLE | Scenario_8 | outage_line_6
1.0098 | -3.1572 | 2.4463 | 0.86369 | Hasle 10 kV | Scenario_8 | outage_line_6
0.96018 | -3.652 | 1.5951 | 0.11784 | Olsker 10 kV | Scenario_8 | outage_line_6
0.99246 | -2.7028 | 1.632 | 0.78617 | Østerlars 10 kV | Scenario_8 | outage_line_6
0.96752 | -2.0546 | 0.87882 | 1.5222 | Åkirkeby 10 kV | Scenario_8 | outage_line_6
0.98665 | -2.9976 | 1.7546 | 0.07745 | Nexø 10 kV | Scenario_8 | outage_line_6
1 | 0 | -4.4037 | -1.3146 | Bodilsker 10 kV | Scenario_8 | outage_line_6
0.91132 | -2.0315 | 1.0588 | 5.1559 | Rønne Syd 10 kV | Scenario_8 | outage_line_6
0.97725 | -2.8326 | 1.8409 | 3.1886 | Allinge 10 kV | Scenario_8 | outage_line_6
0.9815 | -2.4836 | 0.75474 | 0.76984 | Svaneke 10 kV | Scenario_8 | outage_line_6
0.9524 | -1.9494 | 0.66903 | 1.1588 | Viadukten 10 kV | Scenario_8 | outage_line_6
0.91975 | -1.6317 | 0 | 0 | Auxiliary bus Viadukten 4 | Scenario_8 | outage_line_6
0.95566 | -1.8485 | 0.46303 | 0.80198 | Rønne Nord 10 kV | Scenario_8 | outage_line_6
0.98172 | -2.6819 | 1.2457 | 0.51957 | Poulsker 10 kV | Scenario_8 | outage_line_6
|  | 0 | 0 | Vesthavnen 10 kV | Scenario_8 | outage_line_6
0.94901 | -2.8626 | 0.68429 | 0.14894 | Gudhjem 10 kV | Scenario_8 | outage_line_6
0.97516 | -1.8213 | 0 | 0 | Hasle A | Scenario_8 | outage_line_7
|  | 0 | 0 | Hasle B | Scenario_8 | outage_line_7
|  | 0 | 0 | Snorrebakken | Scenario_8 | outage_line_7
|  | 0 | 0 | Olsker | Scenario_8 | outage_line_7
|  | 0 | 0 | Ronne Nord | Scenario_8 | outage_line_7
0.97584 | -1.8164 | 0 | 0 | BOR-HAS split 3 | Scenario_8 | outage_line_7
0.96477 | -1.9233 | 0 | 0 | Allinge | Scenario_8 | outage_line_7
0.94723 | -2.0285 | 0 | 0 | Svaneke | Scenario_8 | outage_line_7
0.94616 | -2.0029 | 0 | 0 | Nexo | Scenario_8 | outage_line_7
0.94609 | -1.952 | 0 | 0 | Bodilsker | Scenario_8 | outage_line_7
0.94561 | -1.9669 | 0 | 0 | Poulsker | Scenario_8 | outage_line_7
0.93434 | -1.7444 | 0 | 0 | Aakirkeby | Scenario_8 | outage_line_7
0.94825 | -2.0202 | 0 | 0 | Dalslunde | Scenario_8 | outage_line_7
0.95488 | -2.0772 | 0 | 0 | Osterlars | Scenario_8 | outage_line_7
0.96573 | -1.9509 | 0 | 0 | Olsker | Scenario_8 | outage_line_7
0.9547 | -2.0959 | 0 | 0 | Gudhjem | Scenario_8 | outage_line_7
0.92489 | -1.5379 | 0 | 0 | Viadukten A | Scenario_8 | outage_line_7
|  | 0 | 0 | Viadukten B | Scenario_8 | outage_line_7
0.925 | -1.5395 | 0 | 0 | Ronne Syd | Scenario_8 | outage_line_7
|  | 0 | 0 | Vaerket A | Scenario_8 | outage_line_7
|  | 0 | 0 | Vaerket B | Scenario_8 | outage_line_7
|  | 0 | 0 | Vesthavnen | Scenario_8 | outage_line_7
0.92489 | -1.5379 | 0 | 0 | Auxiliary bus Viadukten 1 | Scenario_8 | outage_line_7
0.92489 | -1.5379 | 0 | 0 | Auxiliary bus Viadukten 2 | Scenario_8 | outage_line_7
0.92489 | -1.5379 | 0 | 0 | Auxiliary bus Viadukten 3 | Scenario_8 | outage_line_7
0.99705 | -1.448 | 0 | 0 | BOR HAS split 1 | Scenario_8 | outage_line_7
0.99687 | -1.4596 | 0 | 0 | BOR HAS split 2 | Scenario_8 | outage_line_7
0.99843 | -1.2004 | 0 | 0 | Borrby | Scenario_8 | outage_line_7
0.91 | 0 | -10.9204 | 1.3081 | Tomelilla | Scenario_8 | outage_line_7
|  | 0 | 0 | Vaerket Blok 6 | Scenario_8 | outage_line_7
|  | 0 | 0 | Vaerket Blok 5 | Scenario_8 | outage_line_7
|  | 0 | 0 | Vaerket Diesler | Scenario_8 | outage_line_7
|  | 0 | 0 | Vaer N | Scenario_8 | outage_line_7
|  | 0 | 0 | Dampværk A | Scenario_8 | outage_line_7
|  | 0 | 0 | Dampværk B | Scenario_8 | outage_line_7
|  | 0 | 0 | Aux bus trafo DMP | Scenario_8 | outage_line_7
|  | 0 | 0 | Aux bus trafo DMP 2 | Scenario_8 | outage_line_7
|  | 0 | 0 | Snorrebakken 10 kV | Scenario_8 | outage_line_7
0.97516 | -1.8213 | 0 | 0 | Aux bus trafo HASLE | Scenario_8 | outage_line_7
0.97516 | -1.8213 | 0 | 0 | Aux bus trafo HASLE | Scenario_8 | outage_line_7
1.0114 | -3.1105 | 2.4463 | 0.86369 | Hasle 10 kV | Scenario_8 | outage_line_7
0.96197 | -3.5953 | 1.5951 | 0.11784 | Olsker 10 kV | Scenario_8 | outage_line_7
0.99498 | -2.6343 | 1.632 | 0.78617 | Østerlars 10 kV | Scenario_8 | outage_line_7
0.97177 | -1.9657 | 0.87882 | 1.5222 | Åkirkeby 10 kV | Scenario_8 | outage_line_7
0.98975 | -2.9126 | 1.7546 | 0.07745 | Nexø 10 kV | Scenario_8 | outage_line_7
1 | 0 | -4.2242 | -0.93419 | Bodilsker 10 kV | Scenario_8 | outage_line_7
0.91656 | -1.9311 | 1.0588 | 5.1942 | Rønne Syd 10 kV | Scenario_8 | outage_line_7
0.97919 | -2.7789 | 1.8409 | 3.1886 | Allinge 10 kV | Scenario_8 | outage_line_7
0.98455 | -2.4033 | 0.75474 | 0.76984 | Svaneke 10 kV | Scenario_8 | outage_line_7
0.95785 | -1.852 | 0.66903 | 1.1588 | Viadukten 10 kV | Scenario_8 | outage_line_7
0.92489 | -1.5379 | 0 | 0 | Auxiliary bus Viadukten 4 | Scenario_8 | outage_line_7
|  | 0 | 0 | Rønne Nord 10 kV | Scenario_8 | outage_line_7
0.98486 | -2.5982 | 1.2457 | 0.51957 | Poulsker 10 kV | Scenario_8 | outage_line_7
|  | 0 | 0 | Vesthavnen 10 kV | Scenario_8 | outage_line_7
0.95141 | -2.7933 | 0.68429 | 0.14894 | Gudhjem 10 kV | Scenario_8 | outage_line_7
0.97758 | -1.7633 | 0 | 0 | Hasle A | Scenario_8 | outage_line_8
|  | 0 | 0 | Hasle B | Scenario_8 | outage_line_8
|  | 0 | 0 | Snorrebakken | Scenario_8 | outage_line_8
|  | 0 | 0 | Olsker | Scenario_8 | outage_line_8
|  | 0 | 0 | Ronne Nord | Scenario_8 | outage_line_8
0.97823 | -1.7586 | 0 | 0 | BOR-HAS split 3 | Scenario_8 | outage_line_8
0.96773 | -1.8555 | 0 | 0 | Allinge | Scenario_8 | outage_line_8
0.95199 | -1.926 | 0 | 0 | Svaneke | Scenario_8 | outage_line_8
0.95101 | -1.8989 | 0 | 0 | Nexo | Scenario_8 | outage_line_8
0.95099 | -1.8478 | 0 | 0 | Bodilsker | Scenario_8 | outage_line_8
0.95052 | -1.8627 | 0 | 0 | Poulsker | Scenario_8 | outage_line_8
0.94093 | -1.6374 | 0 | 0 | Aakirkeby | Scenario_8 | outage_line_8
0.95292 | -1.9188 | 0 | 0 | Dalslunde | Scenario_8 | outage_line_8
0.95882 | -1.99 | 0 | 0 | Osterlars | Scenario_8 | outage_line_8
0.96869 | -1.883 | 0 | 0 | Olsker | Scenario_8 | outage_line_8
0.95864 | -2.0086 | 0 | 0 | Gudhjem | Scenario_8 | outage_line_8
|  | 0 | 0 | Viadukten A | Scenario_8 | outage_line_8
|  | 0 | 0 | Viadukten B | Scenario_8 | outage_line_8
0.93327 | -1.4303 | 0 | 0 | Ronne Syd | Scenario_8 | outage_line_8
|  | 0 | 0 | Vaerket A | Scenario_8 | outage_line_8
|  | 0 | 0 | Vaerket B | Scenario_8 | outage_line_8
|  | 0 | 0 | Vesthavnen | Scenario_8 | outage_line_8
|  | 0 | 0 | Auxiliary bus Viadukten 1 | Scenario_8 | outage_line_8
|  | 0 | 0 | Auxiliary bus Viadukten 2 | Scenario_8 | outage_line_8
|  | 0 | 0 | Auxiliary bus Viadukten 3 | Scenario_8 | outage_line_8
0.99818 | -1.3871 | 0 | 0 | BOR HAS split 1 | Scenario_8 | outage_line_8
0.99801 | -1.3986 | 0 | 0 | BOR HAS split 2 | Scenario_8 | outage_line_8
0.9993 | -1.1468 | 0 | 0 | Borrby | Scenario_8 | outage_line_8
0.91 | 0 | -10.4173 | 1.7528 | Tomelilla | Scenario_8 | outage_line_8
|  | 0 | 0 | Vaerket Blok 6 | Scenario_8 | outage_line_8
|  | 0 | 0 | Vaerket Blok 5 | Scenario_8 | outage_line_8
|  | 0 | 0 | Vaerket Diesler | Scenario_8 | outage_line_8
|  | 0 | 0 | Vaer N | Scenario_8 | outage_line_8
|  | 0 | 0 | Dampværk A | Scenario_8 | outage_line_8
|  | 0 | 0 | Dampværk B | Scenario_8 | outage_line_8
|  | 0 | 0 | Aux bus trafo DMP | Scenario_8 | outage_line_8
|  | 0 | 0 | Aux bus trafo DMP 2 | Scenario_8 | outage_line_8
|  | 0 | 0 | Snorrebakken 10 kV | Scenario_8 | outage_line_8
0.97758 | -1.7633 | 0 | 0 | Aux bus trafo HASLE | Scenario_8 | outage_line_8
0.97758 | -1.7633 | 0 | 0 | Aux bus trafo HASLE | Scenario_8 | outage_line_8
1.0139 | -3.0461 | 2.4463 | 0.86369 | Hasle 10 kV | Scenario_8 | outage_line_8
0.96494 | -3.5173 | 1.5951 | 0.11784 | Olsker 10 kV | Scenario_8 | outage_line_8
0.99913 | -2.5424 | 1.632 | 0.78617 | Østerlars 10 kV | Scenario_8 | outage_line_8
0.97872 | -1.8557 | 0.87882 | 1.5222 | Åkirkeby 10 kV | Scenario_8 | outage_line_8
0.99484 | -2.7993 | 1.7546 | 0.07745 | Nexø 10 kV | Scenario_8 | outage_line_8
1 | 0 | -3.984 | -0.30774 | Bodilsker 10 kV | Scenario_8 | outage_line_8
0.92509 | -1.8122 | 1.0588 | 5.257 | Rønne Syd 10 kV | Scenario_8 | outage_line_8
0.98239 | -2.7058 | 1.8409 | 3.1886 | Allinge 10 kV | Scenario_8 | outage_line_8
0.98957 | -2.2971 | 0.75474 | 0.76984 | Svaneke 10 kV | Scenario_8 | outage_line_8
|  | 0 | 0 | Viadukten 10 kV | Scenario_8 | outage_line_8
|  | 0 | 0 | Auxiliary bus Viadukten 4 | Scenario_8 | outage_line_8
|  | 0 | 0 | Rønne Nord 10 kV | Scenario_8 | outage_line_8
0.99003 | -2.4874 | 1.2457 | 0.51957 | Poulsker 10 kV | Scenario_8 | outage_line_8
|  | 0 | 0 | Vesthavnen 10 kV | Scenario_8 | outage_line_8
0.95537 | -2.7003 | 0.68429 | 0.14894 | Gudhjem 10 kV | Scenario_8 | outage_line_8
0.99029 | -1.7683 | 0 | 0 | Hasle A | Scenario_8 | outage_line_9
|  | 0 | 0 | Hasle B | Scenario_8 | outage_line_9
|  | 0 | 0 | Snorrebakken | Scenario_8 | outage_line_9
|  | 0 | 0 | Olsker | Scenario_8 | outage_line_9
|  | 0 | 0 | Ronne Nord | Scenario_8 | outage_line_9
0.99079 | -1.761 | 0 | 0 | BOR-HAS split 3 | Scenario_8 | outage_line_9
0.98314 | -1.879 | 0 | 0 | Allinge | Scenario_8 | outage_line_9
0.97647 | -2.0194 | 0 | 0 | Svaneke | Scenario_8 | outage_line_9
0.97599 | -1.9986 | 0 | 0 | Nexo | Scenario_8 | outage_line_9
0.9762 | -1.9538 | 0 | 0 | Bodilsker | Scenario_8 | outage_line_9
0.97574 | -1.9684 | 0 | 0 | Poulsker | Scenario_8 | outage_line_9
0.97375 | -1.9429 | 0 | 0 | Aakirkeby | Scenario_8 | outage_line_9
0.977 | -2.0069 | 0 | 0 | Dalslunde | Scenario_8 | outage_line_9
0.97919 | -2.0473 | 0 | 0 | Osterlars | Scenario_8 | outage_line_9
0.98408 | -1.9054 | 0 | 0 | Olsker | Scenario_8 | outage_line_9
0.97902 | -2.0657 | 0 | 0 | Gudhjem | Scenario_8 | outage_line_9
|  | 0 | 0 | Viadukten A | Scenario_8 | outage_line_9
|  | 0 | 0 | Viadukten B | Scenario_8 | outage_line_9
|  | 0 | 0 | Ronne Syd | Scenario_8 | outage_line_9
|  | 0 | 0 | Vaerket A | Scenario_8 | outage_line_9
|  | 0 | 0 | Vaerket B | Scenario_8 | outage_line_9
|  | 0 | 0 | Vesthavnen | Scenario_8 | outage_line_9
|  | 0 | 0 | Auxiliary bus Viadukten 1 | Scenario_8 | outage_line_9
|  | 0 | 0 | Auxiliary bus Viadukten 2 | Scenario_8 | outage_line_9
|  | 0 | 0 | Auxiliary bus Viadukten 3 | Scenario_8 | outage_line_9
1.0052 | -1.2352 | 0 | 0 | BOR HAS split 1 | Scenario_8 | outage_line_9
1.0051 | -1.248 | 0 | 0 | BOR HAS split 2 | Scenario_8 | outage_line_9
1.005 | -1.0009 | 0 | 0 | Borrby | Scenario_8 | outage_line_9
0.91 | 0 | -8.9879 | 4.6858 | Tomelilla | Scenario_8 | outage_line_9
|  | 0 | 0 | Vaerket Blok 6 | Scenario_8 | outage_line_9
|  | 0 | 0 | Vaerket Blok 5 | Scenario_8 | outage_line_9
|  | 0 | 0 | Vaerket Diesler | Scenario_8 | outage_line_9
|  | 0 | 0 | Vaer N | Scenario_8 | outage_line_9
|  | 0 | 0 | Dampværk A | Scenario_8 | outage_line_9
|  | 0 | 0 | Dampværk B | Scenario_8 | outage_line_9
|  | 0 | 0 | Aux bus trafo DMP | Scenario_8 | outage_line_9
|  | 0 | 0 | Aux bus trafo DMP 2 | Scenario_8 | outage_line_9
|  | 0 | 0 | Snorrebakken 10 kV | Scenario_8 | outage_line_9
0.99029 | -1.7683 | 0 | 0 | Aux bus trafo HASLE | Scenario_8 | outage_line_9
0.99029 | -1.7683 | 0 | 0 | Aux bus trafo HASLE | Scenario_8 | outage_line_9
1.0274 | -3.018 | 2.4463 | 0.86369 | Hasle 10 kV | Scenario_8 | outage_line_9
0.9804 | -3.4888 | 1.5951 | 0.11784 | Olsker 10 kV | Scenario_8 | outage_line_9
1.0206 | -2.5769 | 1.632 | 0.78617 | Østerlars 10 kV | Scenario_8 | outage_line_9
1.0133 | -2.1466 | 0.87882 | 1.5222 | Åkirkeby 10 kV | Scenario_8 | outage_line_9
1.0211 | -2.8535 | 1.7546 | 0.07745 | Nexø 10 kV | Scenario_8 | outage_line_9
1 | 0 | -4.1237 | 2.9516 | Bodilsker 10 kV | Scenario_8 | outage_line_9
|  | 0 | 0 | Rønne Syd 10 kV | Scenario_8 | outage_line_9
0.99905 | -2.7019 | 1.8409 | 3.1886 | Allinge 10 kV | Scenario_8 | outage_line_9
1.0154 | -2.372 | 0.75474 | 0.76984 | Svaneke 10 kV | Scenario_8 | outage_line_9
|  | 0 | 0 | Viadukten 10 kV | Scenario_8 | outage_line_9
|  | 0 | 0 | Auxiliary bus Viadukten 4 | Scenario_8 | outage_line_9
|  | 0 | 0 | Rønne Nord 10 kV | Scenario_8 | outage_line_9
1.0166 | -2.561 | 1.2457 | 0.51957 | Poulsker 10 kV | Scenario_8 | outage_line_9
|  | 0 | 0 | Vesthavnen 10 kV | Scenario_8 | outage_line_9
0.97581 | -2.7287 | 0.68429 | 0.14894 | Gudhjem 10 kV | Scenario_8 | outage_line_9
0.99381 | -1.704 | 0 | 0 | Hasle A | Scenario_8 | outage_line_10
|  | 0 | 0 | Hasle B | Scenario_8 | outage_line_10
|  | 0 | 0 | Snorrebakken | Scenario_8 | outage_line_10
|  | 0 | 0 | Olsker | Scenario_8 | outage_line_10
|  | 0 | 0 | Ronne Nord | Scenario_8 | outage_line_10
0.99427 | -1.6967 | 0 | 0 | BOR-HAS split 3 | Scenario_8 | outage_line_10
0.98743 | -1.8051 | 0 | 0 | Allinge | Scenario_8 | outage_line_10
0.98335 | -1.9123 | 0 | 0 | Svaneke | Scenario_8 | outage_line_10
0.98302 | -1.8902 | 0 | 0 | Nexo | Scenario_8 | outage_line_10
0.98329 | -1.8455 | 0 | 0 | Bodilsker | Scenario_8 | outage_line_10
0.98284 | -1.8601 | 0 | 0 | Poulsker | Scenario_8 | outage_line_10
|  | 0 | 0 | Aakirkeby | Scenario_8 | outage_line_10
0.98376 | -1.9007 | 0 | 0 | Dalslunde | Scenario_8 | outage_line_10
0.9849 | -1.9543 | 0 | 0 | Osterlars | Scenario_8 | outage_line_10
0.98836 | -1.8313 | 0 | 0 | Olsker | Scenario_8 | outage_line_10
0.98473 | -1.9727 | 0 | 0 | Gudhjem | Scenario_8 | outage_line_10
|  | 0 | 0 | Viadukten A | Scenario_8 | outage_line_10
|  | 0 | 0 | Viadukten B | Scenario_8 | outage_line_10
|  | 0 | 0 | Ronne Syd | Scenario_8 | outage_line_10
|  | 0 | 0 | Vaerket A | Scenario_8 | outage_line_10
|  | 0 | 0 | Vaerket B | Scenario_8 | outage_line_10
|  | 0 | 0 | Vesthavnen | Scenario_8 | outage_line_10
|  | 0 | 0 | Auxiliary bus Viadukten 1 | Scenario_8 | outage_line_10
|  | 0 | 0 | Auxiliary bus Viadukten 2 | Scenario_8 | outage_line_10
|  | 0 | 0 | Auxiliary bus Viadukten 3 | Scenario_8 | outage_line_10
1.0069 | -1.1577 | 0 | 0 | BOR HAS split 1 | Scenario_8 | outage_line_10
1.0068 | -1.1706 | 0 | 0 | BOR HAS split 2 | Scenario_8 | outage_line_10
1.0063 | -0.93187 | 0 | 0 | Borrby | Scenario_8 | outage_line_10
0.91 | 0 | -8.3301 | 5.368 | Tomelilla | Scenario_8 | outage_line_10
|  | 0 | 0 | Vaerket Blok 6 | Scenario_8 | outage_line_10
|  | 0 | 0 | Vaerket Blok 5 | Scenario_8 | outage_line_10
|  | 0 | 0 | Vaerket Diesler | Scenario_8 | outage_line_10
|  | 0 | 0 | Vaer N | Scenario_8 | outage_line_10
|  | 0 | 0 | Dampværk A | Scenario_8 | outage_line_10
|  | 0 | 0 | Dampværk B | Scenario_8 | outage_line_10
|  | 0 | 0 | Aux bus trafo DMP | Scenario_8 | outage_line_10
|  | 0 | 0 | Aux bus trafo DMP 2 | Scenario_8 | outage_line_10
|  | 0 | 0 | Snorrebakken 10 kV | Scenario_8 | outage_line_10
0.99381 | -1.704 | 0 | 0 | Aux bus trafo HASLE | Scenario_8 | outage_line_10
0.99381 | -1.704 | 0 | 0 | Aux bus trafo HASLE | Scenario_8 | outage_line_10
1.0311 | -2.9448 | 2.4463 | 0.86369 | Hasle 10 kV | Scenario_8 | outage_line_10
0.9847 | -3.4009 | 1.5951 | 0.11784 | Olsker 10 kV | Scenario_8 | outage_line_10
1.0266 | -2.4778 | 1.632 | 0.78617 | Østerlars 10 kV | Scenario_8 | outage_line_10
|  | 0 | 0 | Åkirkeby 10 kV | Scenario_8 | outage_line_10
1.0284 | -2.7329 | 1.7546 | 0.07745 | Nexø 10 kV | Scenario_8 | outage_line_10
1 | 0 | -3.8594 | 3.8608 | Bodilsker 10 kV | Scenario_8 | outage_line_10
|  | 0 | 0 | Rønne Syd 10 kV | Scenario_8 | outage_line_10
1.0037 | -2.6207 | 1.8409 | 3.1886 | Allinge 10 kV | Scenario_8 | outage_line_10
1.0227 | -2.2599 | 0.75474 | 0.76984 | Svaneke 10 kV | Scenario_8 | outage_line_10
|  | 0 | 0 | Viadukten 10 kV | Scenario_8 | outage_line_10
|  | 0 | 0 | Auxiliary bus Viadukten 4 | Scenario_8 | outage_line_10
|  | 0 | 0 | Rønne Nord 10 kV | Scenario_8 | outage_line_10
1.0241 | -2.4441 | 1.2457 | 0.51957 | Poulsker 10 kV | Scenario_8 | outage_line_10
|  | 0 | 0 | Vesthavnen 10 kV | Scenario_8 | outage_line_10
0.98154 | -2.628 | 0.68429 | 0.14894 | Gudhjem 10 kV | Scenario_8 | outage_line_10
0.99368 | -1.5548 | 0 | 0 | Hasle A | Scenario_8 | outage_line_11
|  | 0 | 0 | Hasle B | Scenario_8 | outage_line_11
|  | 0 | 0 | Snorrebakken | Scenario_8 | outage_line_11
|  | 0 | 0 | Olsker | Scenario_8 | outage_line_11
|  | 0 | 0 | Ronne Nord | Scenario_8 | outage_line_11
0.99413 | -1.5494 | 0 | 0 | BOR-HAS split 3 | Scenario_8 | outage_line_11
0.98732 | -1.6227 | 0 | 0 | Allinge | Scenario_8 | outage_line_11
0.98333 | -1.6114 | 0 | 0 | Svaneke | Scenario_8 | outage_line_11
0.98301 | -1.5825 | 0 | 0 | Nexo | Scenario_8 | outage_line_11
0.9833 | -1.5345 | 0 | 0 | Bodilsker | Scenario_8 | outage_line_11
|  | 0 | 0 | Poulsker | Scenario_8 | outage_line_11
|  | 0 | 0 | Aakirkeby | Scenario_8 | outage_line_11
0.98373 | -1.605 | 0 | 0 | Dalslunde | Scenario_8 | outage_line_11
0.98484 | -1.7077 | 0 | 0 | Osterlars | Scenario_8 | outage_line_11
0.98826 | -1.6489 | 0 | 0 | Olsker | Scenario_8 | outage_line_11
0.98467 | -1.726 | 0 | 0 | Gudhjem | Scenario_8 | outage_line_11
|  | 0 | 0 | Viadukten A | Scenario_8 | outage_line_11
|  | 0 | 0 | Viadukten B | Scenario_8 | outage_line_11
|  | 0 | 0 | Ronne Syd | Scenario_8 | outage_line_11
|  | 0 | 0 | Vaerket A | Scenario_8 | outage_line_11
|  | 0 | 0 | Vaerket B | Scenario_8 | outage_line_11
|  | 0 | 0 | Vesthavnen | Scenario_8 | outage_line_11
|  | 0 | 0 | Auxiliary bus Viadukten 1 | Scenario_8 | outage_line_11
|  | 0 | 0 | Auxiliary bus Viadukten 2 | Scenario_8 | outage_line_11
|  | 0 | 0 | Auxiliary bus Viadukten 3 | Scenario_8 | outage_line_11
1.0063 | -1.0782 | 0 | 0 | BOR HAS split 1 | Scenario_8 | outage_line_11
1.0062 | -1.0901 | 0 | 0 | BOR HAS split 2 | Scenario_8 | outage_line_11
1.0057 | -0.86771 | 0 | 0 | Borrby | Scenario_8 | outage_line_11
0.91 | 0 | -7.7507 | 5.0417 | Tomelilla | Scenario_8 | outage_line_11
|  | 0 | 0 | Vaerket Blok 6 | Scenario_8 | outage_line_11
|  | 0 | 0 | Vaerket Blok 5 | Scenario_8 | outage_line_11
|  | 0 | 0 | Vaerket Diesler | Scenario_8 | outage_line_11
|  | 0 | 0 | Vaer N | Scenario_8 | outage_line_11
|  | 0 | 0 | Dampværk A | Scenario_8 | outage_line_11
|  | 0 | 0 | Dampværk B | Scenario_8 | outage_line_11
|  | 0 | 0 | Aux bus trafo DMP | Scenario_8 | outage_line_11
|  | 0 | 0 | Aux bus trafo DMP 2 | Scenario_8 | outage_line_11
|  | 0 | 0 | Snorrebakken 10 kV | Scenario_8 | outage_line_11
0.99368 | -1.5548 | 0 | 0 | Aux bus trafo HASLE | Scenario_8 | outage_line_11
0.99368 | -1.5548 | 0 | 0 | Aux bus trafo HASLE | Scenario_8 | outage_line_11
1.031 | -2.7959 | 2.4463 | 0.86369 | Hasle 10 kV | Scenario_8 | outage_line_11
0.98459 | -3.2188 | 1.5951 | 0.11784 | Olsker 10 kV | Scenario_8 | outage_line_11
1.0265 | -2.2312 | 1.632 | 0.78617 | Østerlars 10 kV | Scenario_8 | outage_line_11
|  | 0 | 0 | Åkirkeby 10 kV | Scenario_8 | outage_line_11
1.0284 | -2.4253 | 1.7546 | 0.07745 | Nexø 10 kV | Scenario_8 | outage_line_11
1 | 0 | -3.1705 | 3.84 | Bodilsker 10 kV | Scenario_8 | outage_line_11
|  | 0 | 0 | Rønne Syd 10 kV | Scenario_8 | outage_line_11
1.0036 | -2.4385 | 1.8409 | 3.1886 | Allinge 10 kV | Scenario_8 | outage_line_11
1.0226 | -1.959 | 0.75474 | 0.76984 | Svaneke 10 kV | Scenario_8 | outage_line_11
|  | 0 | 0 | Viadukten 10 kV | Scenario_8 | outage_line_11
|  | 0 | 0 | Auxiliary bus Viadukten 4 | Scenario_8 | outage_line_11
|  | 0 | 0 | Rønne Nord 10 kV | Scenario_8 | outage_line_11
|  | 0 | 0 | Poulsker 10 kV | Scenario_8 | outage_line_11
|  | 0 | 0 | Vesthavnen 10 kV | Scenario_8 | outage_line_11
0.98147 | -2.3815 | 0.68429 | 0.14894 | Gudhjem 10 kV | Scenario_8 | outage_line_11
0.99262 | -1.5616 | 0 | 0 | Hasle A | Scenario_8 | outage_line_12
|  | 0 | 0 | Hasle B | Scenario_8 | outage_line_12
|  | 0 | 0 | Snorrebakken | Scenario_8 | outage_line_12
|  | 0 | 0 | Olsker | Scenario_8 | outage_line_12
|  | 0 | 0 | Ronne Nord | Scenario_8 | outage_line_12
0.99308 | -1.5564 | 0 | 0 | BOR-HAS split 3 | Scenario_8 | outage_line_12
0.98603 | -1.6296 | 0 | 0 | Allinge | Scenario_8 | outage_line_12
0.98098 | -1.6878 | 0 | 0 | Svaneke | Scenario_8 | outage_line_12
0.98023 | -1.7494 | 0 | 0 | Nexo | Scenario_8 | outage_line_12
0.98099 | -1.4687 | 0 | 0 | Bodilsker | Scenario_8 | outage_line_12
|  | 0 | 0 | Poulsker | Scenario_8 | outage_line_12
|  | 0 | 0 | Aakirkeby | Scenario_8 | outage_line_12
0.98171 | -1.6118 | 0 | 0 | Dalslunde | Scenario_8 | outage_line_12
0.98312 | -1.7148 | 0 | 0 | Osterlars | Scenario_8 | outage_line_12
0.98697 | -1.6559 | 0 | 0 | Olsker | Scenario_8 | outage_line_12
0.98295 | -1.7332 | 0 | 0 | Gudhjem | Scenario_8 | outage_line_12
|  | 0 | 0 | Viadukten A | Scenario_8 | outage_line_12
|  | 0 | 0 | Viadukten B | Scenario_8 | outage_line_12
|  | 0 | 0 | Ronne Syd | Scenario_8 | outage_line_12
|  | 0 | 0 | Vaerket A | Scenario_8 | outage_line_12
|  | 0 | 0 | Vaerket B | Scenario_8 | outage_line_12
|  | 0 | 0 | Vesthavnen | Scenario_8 | outage_line_12
|  | 0 | 0 | Auxiliary bus Viadukten 1 | Scenario_8 | outage_line_12
|  | 0 | 0 | Auxiliary bus Viadukten 2 | Scenario_8 | outage_line_12
|  | 0 | 0 | Auxiliary bus Viadukten 3 | Scenario_8 | outage_line_12
1.0057 | -1.0948 | 0 | 0 | BOR HAS split 1 | Scenario_8 | outage_line_12
1.0056 | -1.1066 | 0 | 0 | BOR HAS split 2 | Scenario_8 | outage_line_12
1.0053 | -0.88308 | 0 | 0 | Borrby | Scenario_8 | outage_line_12
0.91 | 0 | -7.9001 | 4.8112 | Tomelilla | Scenario_8 | outage_line_12
|  | 0 | 0 | Vaerket Blok 6 | Scenario_8 | outage_line_12
|  | 0 | 0 | Vaerket Blok 5 | Scenario_8 | outage_line_12
|  | 0 | 0 | Vaerket Diesler | Scenario_8 | outage_line_12
|  | 0 | 0 | Vaer N | Scenario_8 | outage_line_12
|  | 0 | 0 | Dampværk A | Scenario_8 | outage_line_12
|  | 0 | 0 | Dampværk B | Scenario_8 | outage_line_12
|  | 0 | 0 | Aux bus trafo DMP | Scenario_8 | outage_line_12
|  | 0 | 0 | Aux bus trafo DMP 2 | Scenario_8 | outage_line_12
|  | 0 | 0 | Snorrebakken 10 kV | Scenario_8 | outage_line_12
0.99262 | -1.5616 | 0 | 0 | Aux bus trafo HASLE | Scenario_8 | outage_line_12
0.99262 | -1.5616 | 0 | 0 | Aux bus trafo HASLE | Scenario_8 | outage_line_12
1.0299 | -2.8055 | 2.4463 | 0.86369 | Hasle 10 kV | Scenario_8 | outage_line_12
0.9833 | -3.2299 | 1.5951 | 0.11784 | Olsker 10 kV | Scenario_8 | outage_line_12
1.0247 | -2.2402 | 1.632 | 0.78617 | Østerlars 10 kV | Scenario_8 | outage_line_12
|  | 0 | 0 | Åkirkeby 10 kV | Scenario_8 | outage_line_12
1.0255 | -2.5969 | 1.7546 | 0.07745 | Nexø 10 kV | Scenario_8 | outage_line_12
1 | 0 | -3.0352 | 3.5376 | Bodilsker 10 kV | Scenario_8 | outage_line_12
|  | 0 | 0 | Rønne Syd 10 kV | Scenario_8 | outage_line_12
1.0022 | -2.4476 | 1.8409 | 3.1886 | Allinge 10 kV | Scenario_8 | outage_line_12
1.0202 | -2.037 | 0.75474 | 0.76984 | Svaneke 10 kV | Scenario_8 | outage_line_12
|  | 0 | 0 | Viadukten 10 kV | Scenario_8 | outage_line_12
|  | 0 | 0 | Auxiliary bus Viadukten 4 | Scenario_8 | outage_line_12
|  | 0 | 0 | Rønne Nord 10 kV | Scenario_8 | outage_line_12
|  | 0 | 0 | Poulsker 10 kV | Scenario_8 | outage_line_12
|  | 0 | 0 | Vesthavnen 10 kV | Scenario_8 | outage_line_12
0.97976 | -2.3909 | 0.68429 | 0.14894 | Gudhjem 10 kV | Scenario_8 | outage_line_12
0.99986 | -2.561 | 0 | 0 | Hasle A | Scenario_8 | outage_line_13
|  | 0 | 0 | Hasle B | Scenario_8 | outage_line_13
|  | 0 | 0 | Snorrebakken | Scenario_8 | outage_line_13
|  | 0 | 0 | Olsker | Scenario_8 | outage_line_13
|  | 0 | 0 | Ronne Nord | Scenario_8 | outage_line_13
1.0003 | -2.542 | 0 | 0 | BOR-HAS split 3 | Scenario_8 | outage_line_13
0.9945 | -2.859 | 0 | 0 | Allinge | Scenario_8 | outage_line_13
0.99354 | -3.6981 | 0 | 0 | Svaneke | Scenario_8 | outage_line_13
0.99282 | -3.7589 | 0 | 0 | Nexo | Scenario_8 | outage_line_13
0.95433 | 0.00077332 | 0 | 0 | Bodilsker | Scenario_8 | outage_line_13
|  | 0 | 0 | Poulsker | Scenario_8 | outage_line_13
|  | 0 | 0 | Aakirkeby | Scenario_8 | outage_line_13
0.99425 | -3.6226 | 0 | 0 | Dalslunde | Scenario_8 | outage_line_13
0.99391 | -3.3863 | 0 | 0 | Osterlars | Scenario_8 | outage_line_13
0.99543 | -2.8847 | 0 | 0 | Olsker | Scenario_8 | outage_line_13
0.99374 | -3.4045 | 0 | 0 | Gudhjem | Scenario_8 | outage_line_13
|  | 0 | 0 | Viadukten A | Scenario_8 | outage_line_13
|  | 0 | 0 | Viadukten B | Scenario_8 | outage_line_13
|  | 0 | 0 | Ronne Syd | Scenario_8 | outage_line_13
|  | 0 | 0 | Vaerket A | Scenario_8 | outage_line_13
|  | 0 | 0 | Vaerket B | Scenario_8 | outage_line_13
|  | 0 | 0 | Vesthavnen | Scenario_8 | outage_line_13
|  | 0 | 0 | Auxiliary bus Viadukten 1 | Scenario_8 | outage_line_13
|  | 0 | 0 | Auxiliary bus Viadukten 2 | Scenario_8 | outage_line_13
|  | 0 | 0 | Auxiliary bus Viadukten 3 | Scenario_8 | outage_line_13
1.0134 | -1.5527 | 0 | 0 | BOR HAS split 1 | Scenario_8 | outage_line_13
1.0133 | -1.5713 | 0 | 0 | BOR HAS split 2 | Scenario_8 | outage_line_13
1.012 | -1.2411 | 0 | 0 | Borrby | Scenario_8 | outage_line_13
0.91 | 0 | -11.0897 | 8.4405 | Tomelilla | Scenario_8 | outage_line_13
|  | 0 | 0 | Vaerket Blok 6 | Scenario_8 | outage_line_13
|  | 0 | 0 | Vaerket Blok 5 | Scenario_8 | outage_line_13
|  | 0 | 0 | Vaerket Diesler | Scenario_8 | outage_line_13
|  | 0 | 0 | Vaer N | Scenario_8 | outage_line_13
|  | 0 | 0 | Dampværk A | Scenario_8 | outage_line_13
|  | 0 | 0 | Dampværk B | Scenario_8 | outage_line_13
|  | 0 | 0 | Aux bus trafo DMP | Scenario_8 | outage_line_13
|  | 0 | 0 | Aux bus trafo DMP 2 | Scenario_8 | outage_line_13
|  | 0 | 0 | Snorrebakken 10 kV | Scenario_8 | outage_line_13
0.99986 | -2.561 | 0 | 0 | Aux bus trafo HASLE | Scenario_8 | outage_line_13
0.99986 | -2.561 | 0 | 0 | Aux bus trafo HASLE | Scenario_8 | outage_line_13
1.0375 | -3.7867 | 2.4463 | 0.86369 | Hasle 10 kV | Scenario_8 | outage_line_13
0.99179 | -4.432 | 1.5951 | 0.11784 | Olsker 10 kV | Scenario_8 | outage_line_13
1.0361 | -3.9003 | 1.632 | 0.78617 | Østerlars 10 kV | Scenario_8 | outage_line_13
|  | 0 | 0 | Åkirkeby 10 kV | Scenario_8 | outage_line_13
1.0387 | -4.585 | 1.7546 | 0.07745 | Nexø 10 kV | Scenario_8 | outage_line_13
1 | 0 | -7.3771e-07 | -0.054657 | Bodilsker 10 kV | Scenario_8 | outage_line_13
|  | 0 | 0 | Rønne Syd 10 kV | Scenario_8 | outage_line_13
1.0113 | -3.6626 | 1.8409 | 3.1886 | Allinge 10 kV | Scenario_8 | outage_line_13
1.0334 | -4.0385 | 0.75474 | 0.76984 | Svaneke 10 kV | Scenario_8 | outage_line_13
|  | 0 | 0 | Viadukten 10 kV | Scenario_8 | outage_line_13
|  | 0 | 0 | Auxiliary bus Viadukten 4 | Scenario_8 | outage_line_13
|  | 0 | 0 | Rønne Nord 10 kV | Scenario_8 | outage_line_13
|  | 0 | 0 | Poulsker 10 kV | Scenario_8 | outage_line_13
|  | 0 | 0 | Vesthavnen 10 kV | Scenario_8 | outage_line_13
0.99058 | -4.048 | 0.68429 | 0.14894 | Gudhjem 10 kV | Scenario_8 | outage_line_13
0.99813 | -2.0459 | 0 | 0 | Hasle A | Scenario_8 | outage_line_14
|  | 0 | 0 | Hasle B | Scenario_8 | outage_line_14
|  | 0 | 0 | Snorrebakken | Scenario_8 | outage_line_14
|  | 0 | 0 | Olsker | Scenario_8 | outage_line_14
|  | 0 | 0 | Ronne Nord | Scenario_8 | outage_line_14
0.99855 | -2.0336 | 0 | 0 | BOR-HAS split 3 | Scenario_8 | outage_line_14
0.99255 | -2.2283 | 0 | 0 | Allinge | Scenario_8 | outage_line_14
0.99113 | -2.6075 | 0 | 0 | Svaneke | Scenario_8 | outage_line_14
|  | 0 | 0 | Nexo | Scenario_8 | outage_line_14
0.95433 | 0.00077332 | 0 | 0 | Bodilsker | Scenario_8 | outage_line_14
|  | 0 | 0 | Poulsker | Scenario_8 | outage_line_14
|  | 0 | 0 | Aakirkeby | Scenario_8 | outage_line_14
0.99151 | -2.5999 | 0 | 0 | Dalslunde | Scenario_8 | outage_line_14
0.99152 | -2.5333 | 0 | 0 | Osterlars | Scenario_8 | outage_line_14
0.99348 | -2.2541 | 0 | 0 | Olsker | Scenario_8 | outage_line_14
0.99135 | -2.5516 | 0 | 0 | Gudhjem | Scenario_8 | outage_line_14
|  | 0 | 0 | Viadukten A | Scenario_8 | outage_line_14
|  | 0 | 0 | Viadukten B | Scenario_8 | outage_line_14
|  | 0 | 0 | Ronne Syd | Scenario_8 | outage_line_14
|  | 0 | 0 | Vaerket A | Scenario_8 | outage_line_14
|  | 0 | 0 | Vaerket B | Scenario_8 | outage_line_14
|  | 0 | 0 | Vesthavnen | Scenario_8 | outage_line_14
|  | 0 | 0 | Auxiliary bus Viadukten 1 | Scenario_8 | outage_line_14
|  | 0 | 0 | Auxiliary bus Viadukten 2 | Scenario_8 | outage_line_14
|  | 0 | 0 | Auxiliary bus Viadukten 3 | Scenario_8 | outage_line_14
1.0105 | -1.2922 | 0 | 0 | BOR HAS split 1 | Scenario_8 | outage_line_14
1.0105 | -1.3076 | 0 | 0 | BOR HAS split 2 | Scenario_8 | outage_line_14
1.0095 | -1.033 | 0 | 0 | Borrby | Scenario_8 | outage_line_14
0.91 | 0 | -9.208 | 7.037 | Tomelilla | Scenario_8 | outage_line_14
|  | 0 | 0 | Vaerket Blok 6 | Scenario_8 | outage_line_14
|  | 0 | 0 | Vaerket Blok 5 | Scenario_8 | outage_line_14
|  | 0 | 0 | Vaerket Diesler | Scenario_8 | outage_line_14
|  | 0 | 0 | Vaer N | Scenario_8 | outage_line_14
|  | 0 | 0 | Dampværk A | Scenario_8 | outage_line_14
|  | 0 | 0 | Dampværk B | Scenario_8 | outage_line_14
|  | 0 | 0 | Aux bus trafo DMP | Scenario_8 | outage_line_14
|  | 0 | 0 | Aux bus trafo DMP 2 | Scenario_8 | outage_line_14
|  | 0 | 0 | Snorrebakken 10 kV | Scenario_8 | outage_line_14
0.99813 | -2.0459 | 0 | 0 | Aux bus trafo HASLE | Scenario_8 | outage_line_14
0.99813 | -2.0459 | 0 | 0 | Aux bus trafo HASLE | Scenario_8 | outage_line_14
1.0357 | -3.2759 | 2.4463 | 0.86369 | Hasle 10 kV | Scenario_8 | outage_line_14
0.98984 | -3.8075 | 1.5951 | 0.11784 | Olsker 10 kV | Scenario_8 | outage_line_14
1.0336 | -3.0498 | 1.632 | 0.78617 | Østerlars 10 kV | Scenario_8 | outage_line_14
|  | 0 | 0 | Åkirkeby 10 kV | Scenario_8 | outage_line_14
|  | 0 | 0 | Nexø 10 kV | Scenario_8 | outage_line_14
1 | 0 | -7.3771e-07 | -0.054657 | Bodilsker 10 kV | Scenario_8 | outage_line_14
|  | 0 | 0 | Rønne Syd 10 kV | Scenario_8 | outage_line_14
1.0092 | -3.0352 | 1.8409 | 3.1886 | Allinge 10 kV | Scenario_8 | outage_line_14
1.0309 | -2.9495 | 0.75474 | 0.76984 | Svaneke 10 kV | Scenario_8 | outage_line_14
|  | 0 | 0 | Viadukten 10 kV | Scenario_8 | outage_line_14
|  | 0 | 0 | Auxiliary bus Viadukten 4 | Scenario_8 | outage_line_14
|  | 0 | 0 | Rønne Nord 10 kV | Scenario_8 | outage_line_14
|  | 0 | 0 | Poulsker 10 kV | Scenario_8 | outage_line_14
|  | 0 | 0 | Vesthavnen 10 kV | Scenario_8 | outage_line_14
0.98818 | -3.1981 | 0.68429 | 0.14894 | Gudhjem 10 kV | Scenario_8 | outage_line_14
0.99811 | -1.8476 | 0 | 0 | Hasle A | Scenario_8 | outage_line_15
|  | 0 | 0 | Hasle B | Scenario_8 | outage_line_15
|  | 0 | 0 | Snorrebakken | Scenario_8 | outage_line_15
|  | 0 | 0 | Olsker | Scenario_8 | outage_line_15
|  | 0 | 0 | Ronne Nord | Scenario_8 | outage_line_15
0.99851 | -1.8377 | 0 | 0 | BOR-HAS split 3 | Scenario_8 | outage_line_15
0.99258 | -1.9862 | 0 | 0 | Allinge | Scenario_8 | outage_line_15
|  | 0 | 0 | Svaneke | Scenario_8 | outage_line_15
|  | 0 | 0 | Nexo | Scenario_8 | outage_line_15
0.95433 | 0.00077332 | 0 | 0 | Bodilsker | Scenario_8 | outage_line_15
|  | 0 | 0 | Poulsker | Scenario_8 | outage_line_15
|  | 0 | 0 | Aakirkeby | Scenario_8 | outage_line_15
0.99171 | -2.2091 | 0 | 0 | Dalslunde | Scenario_8 | outage_line_15
0.99165 | -2.2069 | 0 | 0 | Osterlars | Scenario_8 | outage_line_15
0.99351 | -2.012 | 0 | 0 | Olsker | Scenario_8 | outage_line_15
0.99148 | -2.2251 | 0 | 0 | Gudhjem | Scenario_8 | outage_line_15
|  | 0 | 0 | Viadukten A | Scenario_8 | outage_line_15
|  | 0 | 0 | Viadukten B | Scenario_8 | outage_line_15
|  | 0 | 0 | Ronne Syd | Scenario_8 | outage_line_15
|  | 0 | 0 | Vaerket A | Scenario_8 | outage_line_15
|  | 0 | 0 | Vaerket B | Scenario_8 | outage_line_15
|  | 0 | 0 | Vesthavnen | Scenario_8 | outage_line_15
|  | 0 | 0 | Auxiliary bus Viadukten 1 | Scenario_8 | outage_line_15
|  | 0 | 0 | Auxiliary bus Viadukten 2 | Scenario_8 | outage_line_15
|  | 0 | 0 | Auxiliary bus Viadukten 3 | Scenario_8 | outage_line_15
1.0098 | -1.1845 | 0 | 0 | BOR HAS split 1 | Scenario_8 | outage_line_15
1.0097 | -1.1986 | 0 | 0 | BOR HAS split 2 | Scenario_8 | outage_line_15
1.0087 | -0.94577 | 0 | 0 | Borrby | Scenario_8 | outage_line_15
0.91 | 0 | -8.4154 | 6.6395 | Tomelilla | Scenario_8 | outage_line_15
|  | 0 | 0 | Vaerket Blok 6 | Scenario_8 | outage_line_15
|  | 0 | 0 | Vaerket Blok 5 | Scenario_8 | outage_line_15
|  | 0 | 0 | Vaerket Diesler | Scenario_8 | outage_line_15
|  | 0 | 0 | Vaer N | Scenario_8 | outage_line_15
|  | 0 | 0 | Dampværk A | Scenario_8 | outage_line_15
|  | 0 | 0 | Dampværk B | Scenario_8 | outage_line_15
|  | 0 | 0 | Aux bus trafo DMP | Scenario_8 | outage_line_15
|  | 0 | 0 | Aux bus trafo DMP 2 | Scenario_8 | outage_line_15
|  | 0 | 0 | Snorrebakken 10 kV | Scenario_8 | outage_line_15
0.99811 | -1.8476 | 0 | 0 | Aux bus trafo HASLE | Scenario_8 | outage_line_15
0.99811 | -1.8476 | 0 | 0 | Aux bus trafo HASLE | Scenario_8 | outage_line_15
1.0357 | -3.0777 | 2.4463 | 0.86369 | Hasle 10 kV | Scenario_8 | outage_line_15
0.98987 | -3.5653 | 1.5951 | 0.11784 | Olsker 10 kV | Scenario_8 | outage_line_15
1.0337 | -2.7232 | 1.632 | 0.78617 | Østerlars 10 kV | Scenario_8 | outage_line_15
|  | 0 | 0 | Åkirkeby 10 kV | Scenario_8 | outage_line_15
|  | 0 | 0 | Nexø 10 kV | Scenario_8 | outage_line_15
1 | 0 | -7.3771e-07 | -0.054657 | Bodilsker 10 kV | Scenario_8 | outage_line_15
|  | 0 | 0 | Rønne Syd 10 kV | Scenario_8 | outage_line_15
1.0093 | -2.7931 | 1.8409 | 3.1886 | Allinge 10 kV | Scenario_8 | outage_line_15
|  | 0 | 0 | Svaneke 10 kV | Scenario_8 | outage_line_15
|  | 0 | 0 | Viadukten 10 kV | Scenario_8 | outage_line_15
|  | 0 | 0 | Auxiliary bus Viadukten 4 | Scenario_8 | outage_line_15
|  | 0 | 0 | Rønne Nord 10 kV | Scenario_8 | outage_line_15
|  | 0 | 0 | Poulsker 10 kV | Scenario_8 | outage_line_15
|  | 0 | 0 | Vesthavnen 10 kV | Scenario_8 | outage_line_15
0.98831 | -2.8715 | 0.68429 | 0.14894 | Gudhjem 10 kV | Scenario_8 | outage_line_15
0.9977 | -1.8361 | 0 | 0 | Hasle A | Scenario_8 | outage_line_16
|  | 0 | 0 | Hasle B | Scenario_8 | outage_line_16
|  | 0 | 0 | Snorrebakken | Scenario_8 | outage_line_16
|  | 0 | 0 | Olsker | Scenario_8 | outage_line_16
|  | 0 | 0 | Ronne Nord | Scenario_8 | outage_line_16
0.99812 | -1.8265 | 0 | 0 | BOR-HAS split 3 | Scenario_8 | outage_line_16
0.9921 | -1.9717 | 0 | 0 | Allinge | Scenario_8 | outage_line_16
|  | 0 | 0 | Svaneke | Scenario_8 | outage_line_16
|  | 0 | 0 | Nexo | Scenario_8 | outage_line_16
0.95433 | 0.00077332 | 0 | 0 | Bodilsker | Scenario_8 | outage_line_16
|  | 0 | 0 | Poulsker | Scenario_8 | outage_line_16
|  | 0 | 0 | Aakirkeby | Scenario_8 | outage_line_16
|  | 0 | 0 | Dalslunde | Scenario_8 | outage_line_16
0.99102 | -2.1865 | 0 | 0 | Osterlars | Scenario_8 | outage_line_16
0.99303 | -1.9975 | 0 | 0 | Olsker | Scenario_8 | outage_line_16
0.99085 | -2.2048 | 0 | 0 | Gudhjem | Scenario_8 | outage_line_16
|  | 0 | 0 | Viadukten A | Scenario_8 | outage_line_16
|  | 0 | 0 | Viadukten B | Scenario_8 | outage_line_16
|  | 0 | 0 | Ronne Syd | Scenario_8 | outage_line_16
|  | 0 | 0 | Vaerket A | Scenario_8 | outage_line_16
|  | 0 | 0 | Vaerket B | Scenario_8 | outage_line_16
|  | 0 | 0 | Vesthavnen | Scenario_8 | outage_line_16
|  | 0 | 0 | Auxiliary bus Viadukten 1 | Scenario_8 | outage_line_16
|  | 0 | 0 | Auxiliary bus Viadukten 2 | Scenario_8 | outage_line_16
|  | 0 | 0 | Auxiliary bus Viadukten 3 | Scenario_8 | outage_line_16
1.0095 | -1.183 | 0 | 0 | BOR HAS split 1 | Scenario_8 | outage_line_16
1.0095 | -1.197 | 0 | 0 | BOR HAS split 2 | Scenario_8 | outage_line_16
1.0085 | -0.9453 | 0 | 0 | Borrby | Scenario_8 | outage_line_16
0.91 | 0 | -8.4149 | 6.5244 | Tomelilla | Scenario_8 | outage_line_16
|  | 0 | 0 | Vaerket Blok 6 | Scenario_8 | outage_line_16
|  | 0 | 0 | Vaerket Blok 5 | Scenario_8 | outage_line_16
|  | 0 | 0 | Vaerket Diesler | Scenario_8 | outage_line_16
|  | 0 | 0 | Vaer N | Scenario_8 | outage_line_16
|  | 0 | 0 | Dampværk A | Scenario_8 | outage_line_16
|  | 0 | 0 | Dampværk B | Scenario_8 | outage_line_16
|  | 0 | 0 | Aux bus trafo DMP | Scenario_8 | outage_line_16
|  | 0 | 0 | Aux bus trafo DMP 2 | Scenario_8 | outage_line_16
|  | 0 | 0 | Snorrebakken 10 kV | Scenario_8 | outage_line_16
0.9977 | -1.8361 | 0 | 0 | Aux bus trafo HASLE | Scenario_8 | outage_line_16
0.9977 | -1.8361 | 0 | 0 | Aux bus trafo HASLE | Scenario_8 | outage_line_16
1.0352 | -3.0672 | 2.4463 | 0.86369 | Hasle 10 kV | Scenario_8 | outage_line_16
0.98939 | -3.5523 | 1.5951 | 0.11784 | Olsker 10 kV | Scenario_8 | outage_line_16
1.033 | -2.7035 | 1.632 | 0.78617 | Østerlars 10 kV | Scenario_8 | outage_line_16
|  | 0 | 0 | Åkirkeby 10 kV | Scenario_8 | outage_line_16
|  | 0 | 0 | Nexø 10 kV | Scenario_8 | outage_line_16
1 | 0 | -7.3771e-07 | -0.054657 | Bodilsker 10 kV | Scenario_8 | outage_line_16
|  | 0 | 0 | Rønne Syd 10 kV | Scenario_8 | outage_line_16
1.0087 | -2.7793 | 1.8409 | 3.1886 | Allinge 10 kV | Scenario_8 | outage_line_16
|  | 0 | 0 | Svaneke 10 kV | Scenario_8 | outage_line_16
|  | 0 | 0 | Viadukten 10 kV | Scenario_8 | outage_line_16
|  | 0 | 0 | Auxiliary bus Viadukten 4 | Scenario_8 | outage_line_16
|  | 0 | 0 | Rønne Nord 10 kV | Scenario_8 | outage_line_16
|  | 0 | 0 | Poulsker 10 kV | Scenario_8 | outage_line_16
|  | 0 | 0 | Vesthavnen 10 kV | Scenario_8 | outage_line_16
0.98768 | -2.852 | 0.68429 | 0.14894 | Gudhjem 10 kV | Scenario_8 | outage_line_16
0.9957 | -1.6007 | 0 | 0 | Hasle A | Scenario_8 | outage_line_17
|  | 0 | 0 | Hasle B | Scenario_8 | outage_line_17
|  | 0 | 0 | Snorrebakken | Scenario_8 | outage_line_17
|  | 0 | 0 | Olsker | Scenario_8 | outage_line_17
|  | 0 | 0 | Ronne Nord | Scenario_8 | outage_line_17
0.99612 | -1.5943 | 0 | 0 | BOR-HAS split 3 | Scenario_8 | outage_line_17
0.98975 | -1.6816 | 0 | 0 | Allinge | Scenario_8 | outage_line_17
|  | 0 | 0 | Svaneke | Scenario_8 | outage_line_17
|  | 0 | 0 | Nexo | Scenario_8 | outage_line_17
0.95433 | 0.00077332 | 0 | 0 | Bodilsker | Scenario_8 | outage_line_17
|  | 0 | 0 | Poulsker | Scenario_8 | outage_line_17
|  | 0 | 0 | Aakirkeby | Scenario_8 | outage_line_17
|  | 0 | 0 | Dalslunde | Scenario_8 | outage_line_17
0.98802 | -1.7913 | 0 | 0 | Osterlars | Scenario_8 | outage_line_17
0.99068 | -1.7075 | 0 | 0 | Olsker | Scenario_8 | outage_line_17
|  | 0 | 0 | Gudhjem | Scenario_8 | outage_line_17
|  | 0 | 0 | Viadukten A | Scenario_8 | outage_line_17
|  | 0 | 0 | Viadukten B | Scenario_8 | outage_line_17
|  | 0 | 0 | Ronne Syd | Scenario_8 | outage_line_17
|  | 0 | 0 | Vaerket A | Scenario_8 | outage_line_17
|  | 0 | 0 | Vaerket B | Scenario_8 | outage_line_17
|  | 0 | 0 | Vesthavnen | Scenario_8 | outage_line_17
|  | 0 | 0 | Auxiliary bus Viadukten 1 | Scenario_8 | outage_line_17
|  | 0 | 0 | Auxiliary bus Viadukten 2 | Scenario_8 | outage_line_17
|  | 0 | 0 | Auxiliary bus Viadukten 3 | Scenario_8 | outage_line_17
1.0076 | -1.0788 | 0 | 0 | BOR HAS split 1 | Scenario_8 | outage_line_17
1.0075 | -1.0912 | 0 | 0 | BOR HAS split 2 | Scenario_8 | outage_line_17
1.0068 | -0.86455 | 0 | 0 | Borrby | Scenario_8 | outage_line_17
0.91 | 0 | -7.7022 | 5.596 | Tomelilla | Scenario_8 | outage_line_17
|  | 0 | 0 | Vaerket Blok 6 | Scenario_8 | outage_line_17
|  | 0 | 0 | Vaerket Blok 5 | Scenario_8 | outage_line_17
|  | 0 | 0 | Vaerket Diesler | Scenario_8 | outage_line_17
|  | 0 | 0 | Vaer N | Scenario_8 | outage_line_17
|  | 0 | 0 | Dampværk A | Scenario_8 | outage_line_17
|  | 0 | 0 | Dampværk B | Scenario_8 | outage_line_17
|  | 0 | 0 | Aux bus trafo DMP | Scenario_8 | outage_line_17
|  | 0 | 0 | Aux bus trafo DMP 2 | Scenario_8 | outage_line_17
|  | 0 | 0 | Snorrebakken 10 kV | Scenario_8 | outage_line_17
0.9957 | -1.6007 | 0 | 0 | Aux bus trafo HASLE | Scenario_8 | outage_line_17
0.9957 | -1.6007 | 0 | 0 | Aux bus trafo HASLE | Scenario_8 | outage_line_17
1.0331 | -2.8367 | 2.4463 | 0.86369 | Hasle 10 kV | Scenario_8 | outage_line_17
0.98703 | -3.2698 | 1.5951 | 0.11784 | Olsker 10 kV | Scenario_8 | outage_line_17
1.0299 | -2.3114 | 1.632 | 0.78617 | Østerlars 10 kV | Scenario_8 | outage_line_17
|  | 0 | 0 | Åkirkeby 10 kV | Scenario_8 | outage_line_17
|  | 0 | 0 | Nexø 10 kV | Scenario_8 | outage_line_17
1 | 0 | -7.3771e-07 | -0.054657 | Bodilsker 10 kV | Scenario_8 | outage_line_17
|  | 0 | 0 | Rønne Syd 10 kV | Scenario_8 | outage_line_17
1.0062 | -2.4932 | 1.8409 | 3.1886 | Allinge 10 kV | Scenario_8 | outage_line_17
|  | 0 | 0 | Svaneke 10 kV | Scenario_8 | outage_line_17
|  | 0 | 0 | Viadukten 10 kV | Scenario_8 | outage_line_17
|  | 0 | 0 | Auxiliary bus Viadukten 4 | Scenario_8 | outage_line_17
|  | 0 | 0 | Rønne Nord 10 kV | Scenario_8 | outage_line_17
|  | 0 | 0 | Poulsker 10 kV | Scenario_8 | outage_line_17
|  | 0 | 0 | Vesthavnen 10 kV | Scenario_8 | outage_line_17
|  | 0 | 0 | Gudhjem 10 kV | Scenario_8 | outage_line_17
1.0018 | -1.3557 | 0 | 0 | Hasle A | Scenario_8 | outage_line_18
|  | 0 | 0 | Hasle B | Scenario_8 | outage_line_18
|  | 0 | 0 | Snorrebakken | Scenario_8 | outage_line_18
|  | 0 | 0 | Olsker | Scenario_8 | outage_line_18
|  | 0 | 0 | Ronne Nord | Scenario_8 | outage_line_18
1.0021 | -1.3511 | 0 | 0 | BOR-HAS split 3 | Scenario_8 | outage_line_18
0.99724 | -1.3911 | 0 | 0 | Allinge | Scenario_8 | outage_line_18
|  | 0 | 0 | Svaneke | Scenario_8 | outage_line_18
|  | 0 | 0 | Nexo | Scenario_8 | outage_line_18
0.95433 | 0.00077332 | 0 | 0 | Bodilsker | Scenario_8 | outage_line_18
|  | 0 | 0 | Poulsker | Scenario_8 | outage_line_18
|  | 0 | 0 | Aakirkeby | Scenario_8 | outage_line_18
|  | 0 | 0 | Dalslunde | Scenario_8 | outage_line_18
|  | 0 | 0 | Osterlars | Scenario_8 | outage_line_18
0.99817 | -1.4166 | 0 | 0 | Olsker | Scenario_8 | outage_line_18
|  | 0 | 0 | Gudhjem | Scenario_8 | outage_line_18
|  | 0 | 0 | Viadukten A | Scenario_8 | outage_line_18
|  | 0 | 0 | Viadukten B | Scenario_8 | outage_line_18
|  | 0 | 0 | Ronne Syd | Scenario_8 | outage_line_18
|  | 0 | 0 | Vaerket A | Scenario_8 | outage_line_18
|  | 0 | 0 | Vaerket B | Scenario_8 | outage_line_18
|  | 0 | 0 | Vesthavnen | Scenario_8 | outage_line_18
|  | 0 | 0 | Auxiliary bus Viadukten 1 | Scenario_8 | outage_line_18
|  | 0 | 0 | Auxiliary bus Viadukten 2 | Scenario_8 | outage_line_18
|  | 0 | 0 | Auxiliary bus Viadukten 3 | Scenario_8 | outage_line_18
1.01 | -0.87157 | 0 | 0 | BOR HAS split 1 | Scenario_8 | outage_line_18
1.01 | -0.88316 | 0 | 0 | BOR HAS split 2 | Scenario_8 | outage_line_18
1.0087 | -0.68561 | 0 | 0 | Borrby | Scenario_8 | outage_line_18
0.91 | 0 | -6.0189 | 6.5061 | Tomelilla | Scenario_8 | outage_line_18
|  | 0 | 0 | Vaerket Blok 6 | Scenario_8 | outage_line_18
|  | 0 | 0 | Vaerket Blok 5 | Scenario_8 | outage_line_18
|  | 0 | 0 | Vaerket Diesler | Scenario_8 | outage_line_18
|  | 0 | 0 | Vaer N | Scenario_8 | outage_line_18
|  | 0 | 0 | Dampværk A | Scenario_8 | outage_line_18
|  | 0 | 0 | Dampværk B | Scenario_8 | outage_line_18
|  | 0 | 0 | Aux bus trafo DMP | Scenario_8 | outage_line_18
|  | 0 | 0 | Aux bus trafo DMP 2 | Scenario_8 | outage_line_18
|  | 0 | 0 | Snorrebakken 10 kV | Scenario_8 | outage_line_18
1.0018 | -1.3557 | 0 | 0 | Aux bus trafo HASLE | Scenario_8 | outage_line_18
1.0018 | -1.3557 | 0 | 0 | Aux bus trafo HASLE | Scenario_8 | outage_line_18
1.0396 | -2.5766 | 2.4463 | 0.86369 | Hasle 10 kV | Scenario_8 | outage_line_18
0.99455 | -2.9554 | 1.5951 | 0.11784 | Olsker 10 kV | Scenario_8 | outage_line_18
|  | 0 | 0 | Østerlars 10 kV | Scenario_8 | outage_line_18
|  | 0 | 0 | Åkirkeby 10 kV | Scenario_8 | outage_line_18
|  | 0 | 0 | Nexø 10 kV | Scenario_8 | outage_line_18
1 | 0 | -7.3771e-07 | -0.054657 | Bodilsker 10 kV | Scenario_8 | outage_line_18
|  | 0 | 0 | Rønne Syd 10 kV | Scenario_8 | outage_line_18
1.0143 | -2.1902 | 1.8409 | 3.1886 | Allinge 10 kV | Scenario_8 | outage_line_18
|  | 0 | 0 | Svaneke 10 kV | Scenario_8 | outage_line_18
|  | 0 | 0 | Viadukten 10 kV | Scenario_8 | outage_line_18
|  | 0 | 0 | Auxiliary bus Viadukten 4 | Scenario_8 | outage_line_18
|  | 0 | 0 | Rønne Nord 10 kV | Scenario_8 | outage_line_18
|  | 0 | 0 | Poulsker 10 kV | Scenario_8 | outage_line_18
|  | 0 | 0 | Vesthavnen 10 kV | Scenario_8 | outage_line_18
|  | 0 | 0 | Gudhjem 10 kV | Scenario_8 | outage_line_18
1.0148 | -1.2655 | 0 | 0 | Hasle A | Scenario_8 | outage_line_19
|  | 0 | 0 | Hasle B | Scenario_8 | outage_line_19
|  | 0 | 0 | Snorrebakken | Scenario_8 | outage_line_19
|  | 0 | 0 | Olsker | Scenario_8 | outage_line_19
|  | 0 | 0 | Ronne Nord | Scenario_8 | outage_line_19
1.0149 | -1.2594 | 0 | 0 | BOR-HAS split 3 | Scenario_8 | outage_line_19
|  | 0 | 0 | Allinge | Scenario_8 | outage_line_19
|  | 0 | 0 | Svaneke | Scenario_8 | outage_line_19
|  | 0 | 0 | Nexo | Scenario_8 | outage_line_19
0.95433 | 0.00077332 | 0 | 0 | Bodilsker | Scenario_8 | outage_line_19
|  | 0 | 0 | Poulsker | Scenario_8 | outage_line_19
|  | 0 | 0 | Aakirkeby | Scenario_8 | outage_line_19
|  | 0 | 0 | Dalslunde | Scenario_8 | outage_line_19
|  | 0 | 0 | Osterlars | Scenario_8 | outage_line_19
1.0139 | -1.324 | 0 | 0 | Olsker | Scenario_8 | outage_line_19
|  | 0 | 0 | Gudhjem | Scenario_8 | outage_line_19
|  | 0 | 0 | Viadukten A | Scenario_8 | outage_line_19
|  | 0 | 0 | Viadukten B | Scenario_8 | outage_line_19
|  | 0 | 0 | Ronne Syd | Scenario_8 | outage_line_19
|  | 0 | 0 | Vaerket A | Scenario_8 | outage_line_19
|  | 0 | 0 | Vaerket B | Scenario_8 | outage_line_19
|  | 0 | 0 | Vesthavnen | Scenario_8 | outage_line_19
|  | 0 | 0 | Auxiliary bus Viadukten 1 | Scenario_8 | outage_line_19
|  | 0 | 0 | Auxiliary bus Viadukten 2 | Scenario_8 | outage_line_19
|  | 0 | 0 | Auxiliary bus Viadukten 3 | Scenario_8 | outage_line_19
1.0168 | -0.66698 | 0 | 0 | BOR HAS split 1 | Scenario_8 | outage_line_19
1.0169 | -0.6794 | 0 | 0 | BOR HAS split 2 | Scenario_8 | outage_line_19
1.0141 | -0.49617 | 0 | 0 | Borrby | Scenario_8 | outage_line_19
0.91 | 0 | -4.1547 | 9.2895 | Tomelilla | Scenario_8 | outage_line_19
|  | 0 | 0 | Vaerket Blok 6 | Scenario_8 | outage_line_19
|  | 0 | 0 | Vaerket Blok 5 | Scenario_8 | outage_line_19
|  | 0 | 0 | Vaerket Diesler | Scenario_8 | outage_line_19
|  | 0 | 0 | Vaer N | Scenario_8 | outage_line_19
|  | 0 | 0 | Dampværk A | Scenario_8 | outage_line_19
|  | 0 | 0 | Dampværk B | Scenario_8 | outage_line_19
|  | 0 | 0 | Aux bus trafo DMP | Scenario_8 | outage_line_19
|  | 0 | 0 | Aux bus trafo DMP 2 | Scenario_8 | outage_line_19
|  | 0 | 0 | Snorrebakken 10 kV | Scenario_8 | outage_line_19
1.0148 | -1.2655 | 0 | 0 | Aux bus trafo HASLE | Scenario_8 | outage_line_19
1.0148 | -1.2655 | 0 | 0 | Aux bus trafo HASLE | Scenario_8 | outage_line_19
1.0533 | -2.455 | 2.4463 | 0.86369 | Hasle 10 kV | Scenario_8 | outage_line_19
1.0103 | -2.8152 | 1.5951 | 0.11784 | Olsker 10 kV | Scenario_8 | outage_line_19
|  | 0 | 0 | Østerlars 10 kV | Scenario_8 | outage_line_19
|  | 0 | 0 | Åkirkeby 10 kV | Scenario_8 | outage_line_19
|  | 0 | 0 | Nexø 10 kV | Scenario_8 | outage_line_19
1 | 0 | -7.3771e-07 | -0.054657 | Bodilsker 10 kV | Scenario_8 | outage_line_19
|  | 0 | 0 | Rønne Syd 10 kV | Scenario_8 | outage_line_19
|  | 0 | 0 | Allinge 10 kV | Scenario_8 | outage_line_19
|  | 0 | 0 | Svaneke 10 kV | Scenario_8 | outage_line_19
|  | 0 | 0 | Viadukten 10 kV | Scenario_8 | outage_line_19
|  | 0 | 0 | Auxiliary bus Viadukten 4 | Scenario_8 | outage_line_19
|  | 0 | 0 | Rønne Nord 10 kV | Scenario_8 | outage_line_19
|  | 0 | 0 | Poulsker 10 kV | Scenario_8 | outage_line_19
|  | 0 | 0 | Vesthavnen 10 kV | Scenario_8 | outage_line_19
|  | 0 | 0 | Gudhjem 10 kV | Scenario_8 | outage_line_19
1.0182 | -0.96714 | 0 | 0 | Hasle A | Scenario_8 | outage_line_20
|  | 0 | 0 | Hasle B | Scenario_8 | outage_line_20
|  | 0 | 0 | Snorrebakken | Scenario_8 | outage_line_20
|  | 0 | 0 | Olsker | Scenario_8 | outage_line_20
|  | 0 | 0 | Ronne Nord | Scenario_8 | outage_line_20
1.0183 | -0.96398 | 0 | 0 | BOR-HAS split 3 | Scenario_8 | outage_line_20
|  | 0 | 0 | Allinge | Scenario_8 | outage_line_20
|  | 0 | 0 | Svaneke | Scenario_8 | outage_line_20
|  | 0 | 0 | Nexo | Scenario_8 | outage_line_20
0.95433 | 0.00077332 | 0 | 0 | Bodilsker | Scenario_8 | outage_line_20
|  | 0 | 0 | Poulsker | Scenario_8 | outage_line_20
|  | 0 | 0 | Aakirkeby | Scenario_8 | outage_line_20
|  | 0 | 0 | Dalslunde | Scenario_8 | outage_line_20
|  | 0 | 0 | Osterlars | Scenario_8 | outage_line_20
|  | 0 | 0 | Olsker | Scenario_8 | outage_line_20
|  | 0 | 0 | Gudhjem | Scenario_8 | outage_line_20
|  | 0 | 0 | Viadukten A | Scenario_8 | outage_line_20
|  | 0 | 0 | Viadukten B | Scenario_8 | outage_line_20
|  | 0 | 0 | Ronne Syd | Scenario_8 | outage_line_20
|  | 0 | 0 | Vaerket A | Scenario_8 | outage_line_20
|  | 0 | 0 | Vaerket B | Scenario_8 | outage_line_20
|  | 0 | 0 | Vesthavnen | Scenario_8 | outage_line_20
|  | 0 | 0 | Auxiliary bus Viadukten 1 | Scenario_8 | outage_line_20
|  | 0 | 0 | Auxiliary bus Viadukten 2 | Scenario_8 | outage_line_20
|  | 0 | 0 | Auxiliary bus Viadukten 3 | Scenario_8 | outage_line_20
1.0176 | -0.46136 | 0 | 0 | BOR HAS split 1 | Scenario_8 | outage_line_20
1.0177 | -0.47236 | 0 | 0 | BOR HAS split 2 | Scenario_8 | outage_line_20
1.0146 | -0.32307 | 0 | 0 | Borrby | Scenario_8 | outage_line_20
0.91 | 0 | -2.5401 | 9.4653 | Tomelilla | Scenario_8 | outage_line_20
|  | 0 | 0 | Vaerket Blok 6 | Scenario_8 | outage_line_20
|  | 0 | 0 | Vaerket Blok 5 | Scenario_8 | outage_line_20
|  | 0 | 0 | Vaerket Diesler | Scenario_8 | outage_line_20
|  | 0 | 0 | Vaer N | Scenario_8 | outage_line_20
|  | 0 | 0 | Dampværk A | Scenario_8 | outage_line_20
|  | 0 | 0 | Dampværk B | Scenario_8 | outage_line_20
|  | 0 | 0 | Aux bus trafo DMP | Scenario_8 | outage_line_20
|  | 0 | 0 | Aux bus trafo DMP 2 | Scenario_8 | outage_line_20
|  | 0 | 0 | Snorrebakken 10 kV | Scenario_8 | outage_line_20
1.0182 | -0.96714 | 0 | 0 | Aux bus trafo HASLE | Scenario_8 | outage_line_20
1.0182 | -0.96714 | 0 | 0 | Aux bus trafo HASLE | Scenario_8 | outage_line_20
1.0569 | -2.1485 | 2.4463 | 0.86369 | Hasle 10 kV | Scenario_8 | outage_line_20
|  | 0 | 0 | Olsker 10 kV | Scenario_8 | outage_line_20
|  | 0 | 0 | Østerlars 10 kV | Scenario_8 | outage_line_20
|  | 0 | 0 | Åkirkeby 10 kV | Scenario_8 | outage_line_20
|  | 0 | 0 | Nexø 10 kV | Scenario_8 | outage_line_20
1 | 0 | -7.3771e-07 | -0.054657 | Bodilsker 10 kV | Scenario_8 | outage_line_20
|  | 0 | 0 | Rønne Syd 10 kV | Scenario_8 | outage_line_20
|  | 0 | 0 | Allinge 10 kV | Scenario_8 | outage_line_20
|  | 0 | 0 | Svaneke 10 kV | Scenario_8 | outage_line_20
|  | 0 | 0 | Viadukten 10 kV | Scenario_8 | outage_line_20
|  | 0 | 0 | Auxiliary bus Viadukten 4 | Scenario_8 | outage_line_20
|  | 0 | 0 | Rønne Nord 10 kV | Scenario_8 | outage_line_20
|  | 0 | 0 | Poulsker 10 kV | Scenario_8 | outage_line_20
|  | 0 | 0 | Vesthavnen 10 kV | Scenario_8 | outage_line_20
|  | 0 | 0 | Gudhjem 10 kV | Scenario_8 | outage_line_20
|  | 0 | 0 | Hasle A | Scenario_8 | outage_line_21
|  | 0 | 0 | Hasle B | Scenario_8 | outage_line_21
|  | 0 | 0 | Snorrebakken | Scenario_8 | outage_line_21
|  | 0 | 0 | Olsker | Scenario_8 | outage_line_21
|  | 0 | 0 | Ronne Nord | Scenario_8 | outage_line_21
1.025 | -0.56174 | 0 | 0 | BOR-HAS split 3 | Scenario_8 | outage_line_21
|  | 0 | 0 | Allinge | Scenario_8 | outage_line_21
|  | 0 | 0 | Svaneke | Scenario_8 | outage_line_21
|  | 0 | 0 | Nexo | Scenario_8 | outage_line_21
0.95433 | 0.00077332 | 0 | 0 | Bodilsker | Scenario_8 | outage_line_21
|  | 0 | 0 | Poulsker | Scenario_8 | outage_line_21
|  | 0 | 0 | Aakirkeby | Scenario_8 | outage_line_21
|  | 0 | 0 | Dalslunde | Scenario_8 | outage_line_21
|  | 0 | 0 | Osterlars | Scenario_8 | outage_line_21
|  | 0 | 0 | Olsker | Scenario_8 | outage_line_21
|  | 0 | 0 | Gudhjem | Scenario_8 | outage_line_21
|  | 0 | 0 | Viadukten A | Scenario_8 | outage_line_21
|  | 0 | 0 | Viadukten B | Scenario_8 | outage_line_21
|  | 0 | 0 | Ronne Syd | Scenario_8 | outage_line_21
|  | 0 | 0 | Vaerket A | Scenario_8 | outage_line_21
|  | 0 | 0 | Vaerket B | Scenario_8 | outage_line_21
|  | 0 | 0 | Vesthavnen | Scenario_8 | outage_line_21
|  | 0 | 0 | Auxiliary bus Viadukten 1 | Scenario_8 | outage_line_21
|  | 0 | 0 | Auxiliary bus Viadukten 2 | Scenario_8 | outage_line_21
|  | 0 | 0 | Auxiliary bus Viadukten 3 | Scenario_8 | outage_line_21
1.0198 | -0.15625 | 0 | 0 | BOR HAS split 1 | Scenario_8 | outage_line_21
1.02 | -0.16554 | 0 | 0 | BOR HAS split 2 | Scenario_8 | outage_line_21
1.0161 | -0.063106 | 0 | 0 | Borrby | Scenario_8 | outage_line_21
0.91 | 0 | -0.091414 | 10.1561 | Tomelilla | Scenario_8 | outage_line_21
|  | 0 | 0 | Vaerket Blok 6 | Scenario_8 | outage_line_21
|  | 0 | 0 | Vaerket Blok 5 | Scenario_8 | outage_line_21
|  | 0 | 0 | Vaerket Diesler | Scenario_8 | outage_line_21
|  | 0 | 0 | Vaer N | Scenario_8 | outage_line_21
|  | 0 | 0 | Dampværk A | Scenario_8 | outage_line_21
|  | 0 | 0 | Dampværk B | Scenario_8 | outage_line_21
|  | 0 | 0 | Aux bus trafo DMP | Scenario_8 | outage_line_21
|  | 0 | 0 | Aux bus trafo DMP 2 | Scenario_8 | outage_line_21
|  | 0 | 0 | Snorrebakken 10 kV | Scenario_8 | outage_line_21
|  | 0 | 0 | Aux bus trafo HASLE | Scenario_8 | outage_line_21
|  | 0 | 0 | Aux bus trafo HASLE | Scenario_8 | outage_line_21
|  | 0 | 0 | Hasle 10 kV | Scenario_8 | outage_line_21
|  | 0 | 0 | Olsker 10 kV | Scenario_8 | outage_line_21
|  | 0 | 0 | Østerlars 10 kV | Scenario_8 | outage_line_21
|  | 0 | 0 | Åkirkeby 10 kV | Scenario_8 | outage_line_21
|  | 0 | 0 | Nexø 10 kV | Scenario_8 | outage_line_21
1 | 0 | -7.3769e-07 | -0.054657 | Bodilsker 10 kV | Scenario_8 | outage_line_21
|  | 0 | 0 | Rønne Syd 10 kV | Scenario_8 | outage_line_21
|  | 0 | 0 | Allinge 10 kV | Scenario_8 | outage_line_21
|  | 0 | 0 | Svaneke 10 kV | Scenario_8 | outage_line_21
|  | 0 | 0 | Viadukten 10 kV | Scenario_8 | outage_line_21
|  | 0 | 0 | Auxiliary bus Viadukten 4 | Scenario_8 | outage_line_21
|  | 0 | 0 | Rønne Nord 10 kV | Scenario_8 | outage_line_21
|  | 0 | 0 | Poulsker 10 kV | Scenario_8 | outage_line_21
|  | 0 | 0 | Vesthavnen 10 kV | Scenario_8 | outage_line_21
|  | 0 | 0 | Gudhjem 10 kV | Scenario_8 | outage_line_21
|  | 0 | 0 | Hasle A | Scenario_8 | outage_line_22
|  | 0 | 0 | Hasle B | Scenario_8 | outage_line_22
|  | 0 | 0 | Snorrebakken | Scenario_8 | outage_line_22
|  | 0 | 0 | Olsker | Scenario_8 | outage_line_22
|  | 0 | 0 | Ronne Nord | Scenario_8 | outage_line_22
|  | 0 | 0 | BOR-HAS split 3 | Scenario_8 | outage_line_22
|  | 0 | 0 | Allinge | Scenario_8 | outage_line_22
|  | 0 | 0 | Svaneke | Scenario_8 | outage_line_22
|  | 0 | 0 | Nexo | Scenario_8 | outage_line_22
0.95433 | 0.00077332 | 0 | 0 | Bodilsker | Scenario_8 | outage_line_22
|  | 0 | 0 | Poulsker | Scenario_8 | outage_line_22
|  | 0 | 0 | Aakirkeby | Scenario_8 | outage_line_22
|  | 0 | 0 | Dalslunde | Scenario_8 | outage_line_22
|  | 0 | 0 | Osterlars | Scenario_8 | outage_line_22
|  | 0 | 0 | Olsker | Scenario_8 | outage_line_22
|  | 0 | 0 | Gudhjem | Scenario_8 | outage_line_22
|  | 0 | 0 | Viadukten A | Scenario_8 | outage_line_22
|  | 0 | 0 | Viadukten B | Scenario_8 | outage_line_22
|  | 0 | 0 | Ronne Syd | Scenario_8 | outage_line_22
|  | 0 | 0 | Vaerket A | Scenario_8 | outage_line_22
|  | 0 | 0 | Vaerket B | Scenario_8 | outage_line_22
|  | 0 | 0 | Vesthavnen | Scenario_8 | outage_line_22
|  | 0 | 0 | Auxiliary bus Viadukten 1 | Scenario_8 | outage_line_22
|  | 0 | 0 | Auxiliary bus Viadukten 2 | Scenario_8 | outage_line_22
|  | 0 | 0 | Auxiliary bus Viadukten 3 | Scenario_8 | outage_line_22
0.99854 | -0.011111 | 0 | 0 | BOR HAS split 1 | Scenario_8 | outage_line_22
|  | 0 | 0 | BOR HAS split 2 | Scenario_8 | outage_line_22
0.99836 | -0.0065948 | 0 | 0 | Borrby | Scenario_8 | outage_line_22
0.91 | 0 | -0.031052 | 0.84544 | Tomelilla | Scenario_8 | outage_line_22
|  | 0 | 0 | Vaerket Blok 6 | Scenario_8 | outage_line_22
|  | 0 | 0 | Vaerket Blok 5 | Scenario_8 | outage_line_22
|  | 0 | 0 | Vaerket Diesler | Scenario_8 | outage_line_22
|  | 0 | 0 | Vaer N | Scenario_8 | outage_line_22
|  | 0 | 0 | Dampværk A | Scenario_8 | outage_line_22
|  | 0 | 0 | Dampværk B | Scenario_8 | outage_line_22
|  | 0 | 0 | Aux bus trafo DMP | Scenario_8 | outage_line_22
|  | 0 | 0 | Aux bus trafo DMP 2 | Scenario_8 | outage_line_22
|  | 0 | 0 | Snorrebakken 10 kV | Scenario_8 | outage_line_22
|  | 0 | 0 | Aux bus trafo HASLE | Scenario_8 | outage_line_22
|  | 0 | 0 | Aux bus trafo HASLE | Scenario_8 | outage_line_22
|  | 0 | 0 | Hasle 10 kV | Scenario_8 | outage_line_22
|  | 0 | 0 | Olsker 10 kV | Scenario_8 | outage_line_22
|  | 0 | 0 | Østerlars 10 kV | Scenario_8 | outage_line_22
|  | 0 | 0 | Åkirkeby 10 kV | Scenario_8 | outage_line_22
|  | 0 | 0 | Nexø 10 kV | Scenario_8 | outage_line_22
1 | 0 | -7.3769e-07 | -0.054657 | Bodilsker 10 kV | Scenario_8 | outage_line_22
|  | 0 | 0 | Rønne Syd 10 kV | Scenario_8 | outage_line_22
|  | 0 | 0 | Allinge 10 kV | Scenario_8 | outage_line_22
|  | 0 | 0 | Svaneke 10 kV | Scenario_8 | outage_line_22
|  | 0 | 0 | Viadukten 10 kV | Scenario_8 | outage_line_22
|  | 0 | 0 | Auxiliary bus Viadukten 4 | Scenario_8 | outage_line_22
|  | 0 | 0 | Rønne Nord 10 kV | Scenario_8 | outage_line_22
|  | 0 | 0 | Poulsker 10 kV | Scenario_8 | outage_line_22
|  | 0 | 0 | Vesthavnen 10 kV | Scenario_8 | outage_line_22
|  | 0 | 0 | Gudhjem 10 kV | Scenario_8 | outage_line_22
0.95348 | -2.1789 | 0 | 0 | Hasle A | Scenario_9 | outage_line_0
|  | 0 | 0 | Hasle B | Scenario_9 | outage_line_0
0.94788 | -2.143 | 0 | 0 | Snorrebakken | Scenario_9 | outage_line_0
|  | 0 | 0 | Olsker | Scenario_9 | outage_line_0
0.94917 | -2.1372 | 0 | 0 | Ronne Nord | Scenario_9 | outage_line_0
0.95444 | -2.174 | 0 | 0 | BOR-HAS split 3 | Scenario_9 | outage_line_0
0.94826 | -2.2797 | 0 | 0 | Allinge | Scenario_9 | outage_line_0
0.95073 | -2.393 | 0 | 0 | Svaneke | Scenario_9 | outage_line_0
0.95076 | -2.3718 | 0 | 0 | Nexo | Scenario_9 | outage_line_0
0.95121 | -2.3289 | 0 | 0 | Bodilsker | Scenario_9 | outage_line_0
0.95073 | -2.3438 | 0 | 0 | Poulsker | Scenario_9 | outage_line_0
0.9484 | -2.2216 | 0 | 0 | Aakirkeby | Scenario_9 | outage_line_0
0.95083 | -2.3801 | 0 | 0 | Dalslunde | Scenario_9 | outage_line_0
0.94924 | -2.4385 | 0 | 0 | Osterlars | Scenario_9 | outage_line_0
0.94932 | -2.3112 | 0 | 0 | Olsker | Scenario_9 | outage_line_0
0.94905 | -2.4573 | 0 | 0 | Gudhjem | Scenario_9 | outage_line_0
0.94855 | -2.13 | 0 | 0 | Viadukten A | Scenario_9 | outage_line_0
|  | 0 | 0 | Viadukten B | Scenario_9 | outage_line_0
0.94826 | -2.1232 | 0 | 0 | Ronne Syd | Scenario_9 | outage_line_0
0.94842 | -2.1312 | 0 | 0 | Vaerket A | Scenario_9 | outage_line_0
|  | 0 | 0 | Vaerket B | Scenario_9 | outage_line_0
0.9487 | -2.1337 | 0 | 0 | Vesthavnen | Scenario_9 | outage_line_0
0.94855 | -2.13 | 0 | 0 | Auxiliary bus Viadukten 1 | Scenario_9 | outage_line_0
0.94855 | -2.13 | 0 | 0 | Auxiliary bus Viadukten 2 | Scenario_9 | outage_line_0
0.94855 | -2.13 | 0 | 0 | Auxiliary bus Viadukten 3 | Scenario_9 | outage_line_0
0.98641 | -1.9072 | 0 | 0 | BOR HAS split 1 | Scenario_9 | outage_line_0
0.98609 | -1.9187 | 0 | 0 | BOR HAS split 2 | Scenario_9 | outage_line_0
0.99001 | -1.6103 | 0 | 0 | Borrby | Scenario_9 | outage_line_0
0.91 | 0 | -14.7584 | -3.0064 | Tomelilla | Scenario_9 | outage_line_0
|  | 0 | 0 | Vaerket Blok 6 | Scenario_9 | outage_line_0
|  | 0 | 0 | Vaerket Blok 5 | Scenario_9 | outage_line_0
|  | 0 | 0 | Vaerket Diesler | Scenario_9 | outage_line_0
|  | 0 | 0 | Vaer N | Scenario_9 | outage_line_0
0.98101 | -2.1862 | 0 | 3.8495 | Dampværk A | Scenario_9 | outage_line_0
0.98101 | -2.1862 | 0 | 0 | Dampværk B | Scenario_9 | outage_line_0
0.98101 | -2.1862 | 0 | 0 | Aux bus trafo DMP | Scenario_9 | outage_line_0
0.98101 | -2.1862 | 0.43413 | 0 | Aux bus trafo DMP 2 | Scenario_9 | outage_line_0
0.98216 | -3.509 | 2.5666 | 0.90617 | Snorrebakken 10 kV | Scenario_9 | outage_line_0
0.95348 | -2.1789 | 0 | 0 | Aux bus trafo HASLE | Scenario_9 | outage_line_0
0.95348 | -2.1789 | 0 | 0 | Aux bus trafo HASLE | Scenario_9 | outage_line_0
0.98791 | -3.5953 | 2.5666 | 0.90617 | Hasle 10 kV | Scenario_9 | outage_line_0
0.94542 | -4.0416 | 1.6216 | 0.11981 | Olsker 10 kV | Scenario_9 | outage_line_0
0.989 | -3.0061 | 1.6428 | 0.7914 | Østerlars 10 kV | Scenario_9 | outage_line_0
0.98604 | -2.454 | 0.95035 | 1.6461 | Åkirkeby 10 kV | Scenario_9 | outage_line_0
0.99464 | -3.2358 | 1.6826 | 0.074272 | Nexø 10 kV | Scenario_9 | outage_line_0
1 | 0 | -5.0142 | -0.25508 | Bodilsker 10 kV | Scenario_9 | outage_line_0
0.93979 | -2.5095 | 1.1021 | 5.4417 | Rønne Syd 10 kV | Scenario_9 | outage_line_0
0.95891 | -3.233 | 1.9741 | 3.4192 | Allinge 10 kV | Scenario_9 | outage_line_0
0.98922 | -2.717 | 0.65823 | 0.6714 | Svaneke 10 kV | Scenario_9 | outage_line_0
0.98255 | -2.4387 | 0.69189 | 1.1984 | Viadukten 10 kV | Scenario_9 | outage_line_0
0.94855 | -2.13 | 0 | 0 | Auxiliary bus Viadukten 4 | Scenario_9 | outage_line_0
0.98708 | -2.3338 | 0.44557 | 0.77174 | Rønne Nord 10 kV | Scenario_9 | outage_line_0
0.99025 | -2.9684 | 1.2461 | 0.51975 | Poulsker 10 kV | Scenario_9 | outage_line_0
0.98055 | -2.5044 | 0.80544 | 1.3951 | Vesthavnen 10 kV | Scenario_9 | outage_line_0
0.94575 | -3.1622 | 0.68346 | 0.14876 | Gudhjem 10 kV | Scenario_9 | outage_line_0
0.95649 | -1.7787 | 0 | 0 | Hasle A | Scenario_9 | outage_line_1
|  | 0 | 0 | Hasle B | Scenario_9 | outage_line_1
|  | 0 | 0 | Snorrebakken | Scenario_9 | outage_line_1
|  | 0 | 0 | Olsker | Scenario_9 | outage_line_1
0.95268 | -1.7027 | 0 | 0 | Ronne Nord | Scenario_9 | outage_line_1
0.95739 | -1.7783 | 0 | 0 | BOR-HAS split 3 | Scenario_9 | outage_line_1
0.95113 | -1.886 | 0 | 0 | Allinge | Scenario_9 | outage_line_1
0.95306 | -2.0227 | 0 | 0 | Svaneke | Scenario_9 | outage_line_1
0.95304 | -2.0028 | 0 | 0 | Nexo | Scenario_9 | outage_line_1
0.95348 | -1.9603 | 0 | 0 | Bodilsker | Scenario_9 | outage_line_1
0.953 | -1.9752 | 0 | 0 | Poulsker | Scenario_9 | outage_line_1
0.95131 | -1.8178 | 0 | 0 | Aakirkeby | Scenario_9 | outage_line_1
0.95318 | -2.0088 | 0 | 0 | Dalslunde | Scenario_9 | outage_line_1
0.95182 | -2.0571 | 0 | 0 | Osterlars | Scenario_9 | outage_line_1
0.95219 | -1.9172 | 0 | 0 | Olsker | Scenario_9 | outage_line_1
0.95163 | -2.0759 | 0 | 0 | Gudhjem | Scenario_9 | outage_line_1
0.95212 | -1.6908 | 0 | 0 | Viadukten A | Scenario_9 | outage_line_1
|  | 0 | 0 | Viadukten B | Scenario_9 | outage_line_1
0.95181 | -1.6837 | 0 | 0 | Ronne Syd | Scenario_9 | outage_line_1
0.95203 | -1.6885 | 0 | 0 | Vaerket A | Scenario_9 | outage_line_1
|  | 0 | 0 | Vaerket B | Scenario_9 | outage_line_1
0.95226 | -1.6947 | 0 | 0 | Vesthavnen | Scenario_9 | outage_line_1
0.95212 | -1.6908 | 0 | 0 | Auxiliary bus Viadukten 1 | Scenario_9 | outage_line_1
0.95212 | -1.6908 | 0 | 0 | Auxiliary bus Viadukten 2 | Scenario_9 | outage_line_1
0.95212 | -1.6908 | 0 | 0 | Auxiliary bus Viadukten 3 | Scenario_9 | outage_line_1
0.98663 | -1.6567 | 0 | 0 | BOR HAS split 1 | Scenario_9 | outage_line_1
0.98634 | -1.6661 | 0 | 0 | BOR HAS split 2 | Scenario_9 | outage_line_1
0.98997 | -1.4029 | 0 | 0 | Borrby | Scenario_9 | outage_line_1
0.91 | 0 | -12.8814 | -3.0685 | Tomelilla | Scenario_9 | outage_line_1
|  | 0 | 0 | Vaerket Blok 6 | Scenario_9 | outage_line_1
|  | 0 | 0 | Vaerket Blok 5 | Scenario_9 | outage_line_1
|  | 0 | 0 | Vaerket Diesler | Scenario_9 | outage_line_1
|  | 0 | 0 | Vaer N | Scenario_9 | outage_line_1
0.98475 | -1.7429 | 0 | 3.879 | Dampværk A | Scenario_9 | outage_line_1
0.98475 | -1.7429 | 0 | 0 | Dampværk B | Scenario_9 | outage_line_1
0.98475 | -1.7429 | 0 | 0 | Aux bus trafo DMP | Scenario_9 | outage_line_1
0.98475 | -1.7429 | 0.43413 | 0 | Aux bus trafo DMP 2 | Scenario_9 | outage_line_1
|  | 0 | 0 | Snorrebakken 10 kV | Scenario_9 | outage_line_1
0.95649 | -1.7787 | 0 | 0 | Aux bus trafo HASLE | Scenario_9 | outage_line_1
0.95649 | -1.7787 | 0 | 0 | Aux bus trafo HASLE | Scenario_9 | outage_line_1
0.99109 | -3.1861 | 2.5666 | 0.90617 | Hasle 10 kV | Scenario_9 | outage_line_1
0.9483 | -3.6372 | 1.6216 | 0.11981 | Olsker 10 kV | Scenario_9 | outage_line_1
0.99172 | -2.6216 | 1.6428 | 0.7914 | Østerlars 10 kV | Scenario_9 | outage_line_1
0.98911 | -2.0487 | 0.95035 | 1.6461 | Åkirkeby 10 kV | Scenario_9 | outage_line_1
0.99704 | -2.8625 | 1.6826 | 0.074272 | Nexø 10 kV | Scenario_9 | outage_line_1
1 | 0 | -4.2165 | 0.019245 | Bodilsker 10 kV | Scenario_9 | outage_line_1
0.94345 | -2.066 | 1.1021 | 5.4693 | Rønne Syd 10 kV | Scenario_9 | outage_line_1
0.96203 | -2.8334 | 1.9741 | 3.4192 | Allinge 10 kV | Scenario_9 | outage_line_1
0.99167 | -2.3451 | 0.65823 | 0.6714 | Svaneke 10 kV | Scenario_9 | outage_line_1
0.98632 | -1.9972 | 0.69189 | 1.1984 | Viadukten 10 kV | Scenario_9 | outage_line_1
0.95212 | -1.6908 | 0 | 0 | Auxiliary bus Viadukten 4 | Scenario_9 | outage_line_1
0.99078 | -1.8978 | 0.44557 | 0.77174 | Rønne Nord 10 kV | Scenario_9 | outage_line_1
0.99264 | -2.5968 | 1.2461 | 0.51975 | Poulsker 10 kV | Scenario_9 | outage_line_1
0.98433 | -2.0626 | 0.80544 | 1.3951 | Vesthavnen 10 kV | Scenario_9 | outage_line_1
0.94834 | -2.7769 | 0.68346 | 0.14876 | Gudhjem 10 kV | Scenario_9 | outage_line_1
0.95551 | -1.7607 | 0 | 0 | Hasle A | Scenario_9 | outage_line_2
|  | 0 | 0 | Hasle B | Scenario_9 | outage_line_2
|  | 0 | 0 | Snorrebakken | Scenario_9 | outage_line_2
|  | 0 | 0 | Olsker | Scenario_9 | outage_line_2
0.95163 | -1.6812 | 0 | 0 | Ronne Nord | Scenario_9 | outage_line_2
0.95642 | -1.7608 | 0 | 0 | BOR-HAS split 3 | Scenario_9 | outage_line_2
0.95013 | -1.8686 | 0 | 0 | Allinge | Scenario_9 | outage_line_2
0.95201 | -2.0074 | 0 | 0 | Svaneke | Scenario_9 | outage_line_2
0.95199 | -1.9876 | 0 | 0 | Nexo | Scenario_9 | outage_line_2
0.95242 | -1.9452 | 0 | 0 | Bodilsker | Scenario_9 | outage_line_2
0.95195 | -1.9601 | 0 | 0 | Poulsker | Scenario_9 | outage_line_2
0.95011 | -1.7948 | 0 | 0 | Aakirkeby | Scenario_9 | outage_line_2
0.95213 | -1.9935 | 0 | 0 | Dalslunde | Scenario_9 | outage_line_2
0.95078 | -2.0411 | 0 | 0 | Osterlars | Scenario_9 | outage_line_2
0.95119 | -1.8999 | 0 | 0 | Olsker | Scenario_9 | outage_line_2
0.9506 | -2.0599 | 0 | 0 | Gudhjem | Scenario_9 | outage_line_2
0.95081 | -1.6605 | 0 | 0 | Viadukten A | Scenario_9 | outage_line_2
|  | 0 | 0 | Viadukten B | Scenario_9 | outage_line_2
0.95045 | -1.6528 | 0 | 0 | Ronne Syd | Scenario_9 | outage_line_2
0.95058 | -1.6534 | 0 | 0 | Vaerket A | Scenario_9 | outage_line_2
|  | 0 | 0 | Vaerket B | Scenario_9 | outage_line_2
0.95148 | -1.68 | 0 | 0 | Vesthavnen | Scenario_9 | outage_line_2
0.95081 | -1.6605 | 0 | 0 | Auxiliary bus Viadukten 1 | Scenario_9 | outage_line_2
0.95081 | -1.6605 | 0 | 0 | Auxiliary bus Viadukten 2 | Scenario_9 | outage_line_2
0.95081 | -1.6605 | 0 | 0 | Auxiliary bus Viadukten 3 | Scenario_9 | outage_line_2
0.98603 | -1.6594 | 0 | 0 | BOR HAS split 1 | Scenario_9 | outage_line_2
0.98573 | -1.6686 | 0 | 0 | BOR HAS split 2 | Scenario_9 | outage_line_2
0.98947 | -1.4069 | 0 | 0 | Borrby | Scenario_9 | outage_line_2
0.91 | 0 | -12.9245 | -3.3291 | Tomelilla | Scenario_9 | outage_line_2
|  | 0 | 0 | Vaerket Blok 6 | Scenario_9 | outage_line_2
|  | 0 | 0 | Vaerket Blok 5 | Scenario_9 | outage_line_2
|  | 0 | 0 | Vaerket Diesler | Scenario_9 | outage_line_2
|  | 0 | 0 | Vaer N | Scenario_9 | outage_line_2
0.98325 | -1.708 | 0 | 3.8671 | Dampværk A | Scenario_9 | outage_line_2
0.98325 | -1.708 | 0 | 0 | Dampværk B | Scenario_9 | outage_line_2
0.98325 | -1.708 | 0 | 0 | Aux bus trafo DMP | Scenario_9 | outage_line_2
0.98325 | -1.708 | 0.43413 | 0 | Aux bus trafo DMP 2 | Scenario_9 | outage_line_2
|  | 0 | 0 | Snorrebakken 10 kV | Scenario_9 | outage_line_2
0.95551 | -1.7607 | 0 | 0 | Aux bus trafo HASLE | Scenario_9 | outage_line_2
0.95551 | -1.7607 | 0 | 0 | Aux bus trafo HASLE | Scenario_9 | outage_line_2
0.99005 | -3.171 | 2.5666 | 0.90617 | Hasle 10 kV | Scenario_9 | outage_line_2
0.94729 | -3.6236 | 1.6216 | 0.11981 | Olsker 10 kV | Scenario_9 | outage_line_2
0.99063 | -2.6068 | 1.6428 | 0.7914 | Østerlars 10 kV | Scenario_9 | outage_line_2
0.98784 | -2.0263 | 0.95035 | 1.6461 | Åkirkeby 10 kV | Scenario_9 | outage_line_2
0.99593 | -2.8493 | 1.6826 | 0.074272 | Nexø 10 kV | Scenario_9 | outage_line_2
1 | 0 | -4.1877 | -0.11772 | Bodilsker 10 kV | Scenario_9 | outage_line_2
0.94206 | -2.0365 | 1.1021 | 5.4587 | Rønne Syd 10 kV | Scenario_9 | outage_line_2
0.96094 | -2.8181 | 1.9741 | 3.4192 | Allinge 10 kV | Scenario_9 | outage_line_2
0.99056 | -2.3306 | 0.65823 | 0.6714 | Svaneke 10 kV | Scenario_9 | outage_line_2
0.98494 | -1.9678 | 0.69189 | 1.1984 | Viadukten 10 kV | Scenario_9 | outage_line_2
0.95081 | -1.6605 | 0 | 0 | Auxiliary bus Viadukten 4 | Scenario_9 | outage_line_2
0.98967 | -1.8767 | 0.44557 | 0.77174 | Rønne Nord 10 kV | Scenario_9 | outage_line_2
0.99153 | -2.5831 | 1.2461 | 0.51975 | Poulsker 10 kV | Scenario_9 | outage_line_2
0.9835 | -2.0485 | 0.80544 | 1.3951 | Vesthavnen 10 kV | Scenario_9 | outage_line_2
0.94731 | -2.7624 | 0.68346 | 0.14876 | Gudhjem 10 kV | Scenario_9 | outage_line_2
0.95471 | -1.7472 | 0 | 0 | Hasle A | Scenario_9 | outage_line_3
|  | 0 | 0 | Hasle B | Scenario_9 | outage_line_3
|  | 0 | 0 | Snorrebakken | Scenario_9 | outage_line_3
|  | 0 | 0 | Olsker | Scenario_9 | outage_line_3
0.95078 | -1.6651 | 0 | 0 | Ronne Nord | Scenario_9 | outage_line_3
0.95563 | -1.7476 | 0 | 0 | BOR-HAS split 3 | Scenario_9 | outage_line_3
0.94931 | -1.8553 | 0 | 0 | Allinge | Scenario_9 | outage_line_3
0.95113 | -1.9946 | 0 | 0 | Svaneke | Scenario_9 | outage_line_3
0.95111 | -1.9748 | 0 | 0 | Nexo | Scenario_9 | outage_line_3
0.95154 | -1.9323 | 0 | 0 | Bodilsker | Scenario_9 | outage_line_3
0.95106 | -1.9472 | 0 | 0 | Poulsker | Scenario_9 | outage_line_3
0.94909 | -1.7746 | 0 | 0 | Aakirkeby | Scenario_9 | outage_line_3
0.95125 | -1.9807 | 0 | 0 | Dalslunde | Scenario_9 | outage_line_3
0.94993 | -2.0282 | 0 | 0 | Osterlars | Scenario_9 | outage_line_3
0.95036 | -1.8867 | 0 | 0 | Olsker | Scenario_9 | outage_line_3
0.94974 | -2.047 | 0 | 0 | Gudhjem | Scenario_9 | outage_line_3
0.94995 | -1.6438 | 0 | 0 | Viadukten A | Scenario_9 | outage_line_3
|  | 0 | 0 | Viadukten B | Scenario_9 | outage_line_3
0.9493 | -1.6252 | 0 | 0 | Ronne Syd | Scenario_9 | outage_line_3
0.9489 | -1.5939 | 0 | 0 | Vaerket A | Scenario_9 | outage_line_3
|  | 0 | 0 | Vaerket B | Scenario_9 | outage_line_3
0.95063 | -1.664 | 0 | 0 | Vesthavnen | Scenario_9 | outage_line_3
0.94995 | -1.6438 | 0 | 0 | Auxiliary bus Viadukten 1 | Scenario_9 | outage_line_3
0.94995 | -1.6438 | 0 | 0 | Auxiliary bus Viadukten 2 | Scenario_9 | outage_line_3
0.94995 | -1.6438 | 0 | 0 | Auxiliary bus Viadukten 3 | Scenario_9 | outage_line_3
0.98554 | -1.6623 | 0 | 0 | BOR HAS split 1 | Scenario_9 | outage_line_3
0.98523 | -1.6713 | 0 | 0 | BOR HAS split 2 | Scenario_9 | outage_line_3
0.98907 | -1.4106 | 0 | 0 | Borrby | Scenario_9 | outage_line_3
0.91 | 0 | -12.9638 | -3.5383 | Tomelilla | Scenario_9 | outage_line_3
|  | 0 | 0 | Vaerket Blok 6 | Scenario_9 | outage_line_3
|  | 0 | 0 | Vaerket Blok 5 | Scenario_9 | outage_line_3
|  | 0 | 0 | Vaerket Diesler | Scenario_9 | outage_line_3
|  | 0 | 0 | Vaer N | Scenario_9 | outage_line_3
0.98151 | -1.6488 | 0 | 3.8535 | Dampværk A | Scenario_9 | outage_line_3
0.98151 | -1.6488 | 0 | 0 | Dampværk B | Scenario_9 | outage_line_3
0.98151 | -1.6488 | 0 | 0 | Aux bus trafo DMP | Scenario_9 | outage_line_3
0.98151 | -1.6488 | 0.43413 | 0 | Aux bus trafo DMP 2 | Scenario_9 | outage_line_3
|  | 0 | 0 | Snorrebakken 10 kV | Scenario_9 | outage_line_3
0.95471 | -1.7472 | 0 | 0 | Aux bus trafo HASLE | Scenario_9 | outage_line_3
0.95471 | -1.7472 | 0 | 0 | Aux bus trafo HASLE | Scenario_9 | outage_line_3
0.98921 | -3.1599 | 2.5666 | 0.90617 | Hasle 10 kV | Scenario_9 | outage_line_3
0.94647 | -3.6133 | 1.6216 | 0.11981 | Olsker 10 kV | Scenario_9 | outage_line_3
0.98973 | -2.5949 | 1.6428 | 0.7914 | Østerlars 10 kV | Scenario_9 | outage_line_3
0.98676 | -2.0067 | 0.95035 | 1.6461 | Åkirkeby 10 kV | Scenario_9 | outage_line_3
0.99501 | -2.8381 | 1.6826 | 0.074272 | Nexø 10 kV | Scenario_9 | outage_line_3
1 | 0 | -4.1632 | -0.23267 | Bodilsker 10 kV | Scenario_9 | outage_line_3
0.94087 | -2.0104 | 1.1021 | 5.4498 | Rønne Syd 10 kV | Scenario_9 | outage_line_3
0.96005 | -2.8065 | 1.9741 | 3.4192 | Allinge 10 kV | Scenario_9 | outage_line_3
0.98963 | -2.3184 | 0.65823 | 0.6714 | Svaneke 10 kV | Scenario_9 | outage_line_3
0.98403 | -1.9517 | 0.69189 | 1.1984 | Viadukten 10 kV | Scenario_9 | outage_line_3
0.94995 | -1.6438 | 0 | 0 | Auxiliary bus Viadukten 4 | Scenario_9 | outage_line_3
0.98878 | -1.861 | 0.44557 | 0.77174 | Rønne Nord 10 kV | Scenario_9 | outage_line_3
0.9906 | -2.5714 | 1.2461 | 0.51975 | Poulsker 10 kV | Scenario_9 | outage_line_3
0.9826 | -2.0331 | 0.80544 | 1.3951 | Vesthavnen 10 kV | Scenario_9 | outage_line_3
0.94645 | -2.7508 | 0.68346 | 0.14876 | Gudhjem 10 kV | Scenario_9 | outage_line_3
0.96416 | -1.857 | 0 | 0 | Hasle A | Scenario_9 | outage_line_4
|  | 0 | 0 | Hasle B | Scenario_9 | outage_line_4
|  | 0 | 0 | Snorrebakken | Scenario_9 | outage_line_4
|  | 0 | 0 | Olsker | Scenario_9 | outage_line_4
0.961 | -1.8058 | 0 | 0 | Ronne Nord | Scenario_9 | outage_line_4
0.96497 | -1.854 | 0 | 0 | BOR-HAS split 3 | Scenario_9 | outage_line_4
0.95868 | -1.9547 | 0 | 0 | Allinge | Scenario_9 | outage_line_4
0.95994 | -2.0587 | 0 | 0 | Svaneke | Scenario_9 | outage_line_4
0.95988 | -2.0368 | 0 | 0 | Nexo | Scenario_9 | outage_line_4
0.96029 | -1.9934 | 0 | 0 | Bodilsker | Scenario_9 | outage_line_4
0.95982 | -2.0082 | 0 | 0 | Poulsker | Scenario_9 | outage_line_4
0.95877 | -1.8825 | 0 | 0 | Aakirkeby | Scenario_9 | outage_line_4
0.96009 | -2.0463 | 0 | 0 | Dalslunde | Scenario_9 | outage_line_4
0.95901 | -2.1069 | 0 | 0 | Osterlars | Scenario_9 | outage_line_4
0.95973 | -1.9854 | 0 | 0 | Olsker | Scenario_9 | outage_line_4
0.95883 | -2.1256 | 0 | 0 | Gudhjem | Scenario_9 | outage_line_4
0.96037 | -1.792 | 0 | 0 | Viadukten A | Scenario_9 | outage_line_4
|  | 0 | 0 | Viadukten B | Scenario_9 | outage_line_4
0.95988 | -1.7804 | 0 | 0 | Ronne Syd | Scenario_9 | outage_line_4
|  | 0 | 0 | Vaerket A | Scenario_9 | outage_line_4
|  | 0 | 0 | Vaerket B | Scenario_9 | outage_line_4
0.96086 | -1.8047 | 0 | 0 | Vesthavnen | Scenario_9 | outage_line_4
0.96037 | -1.792 | 0 | 0 | Auxiliary bus Viadukten 1 | Scenario_9 | outage_line_4
0.96037 | -1.792 | 0 | 0 | Auxiliary bus Viadukten 2 | Scenario_9 | outage_line_4
0.96037 | -1.792 | 0 | 0 | Auxiliary bus Viadukten 3 | Scenario_9 | outage_line_4
0.99113 | -1.6028 | 0 | 0 | BOR HAS split 1 | Scenario_9 | outage_line_4
0.99088 | -1.6135 | 0 | 0 | BOR HAS split 2 | Scenario_9 | outage_line_4
0.99365 | -1.3454 | 0 | 0 | Borrby | Scenario_9 | outage_line_4
0.91 | 0 | -12.3105 | -1.1545 | Tomelilla | Scenario_9 | outage_line_4
|  | 0 | 0 | Vaerket Blok 6 | Scenario_9 | outage_line_4
|  | 0 | 0 | Vaerket Blok 5 | Scenario_9 | outage_line_4
|  | 0 | 0 | Vaerket Diesler | Scenario_9 | outage_line_4
|  | 0 | 0 | Vaer N | Scenario_9 | outage_line_4
|  | 0 | 0 | Dampværk A | Scenario_9 | outage_line_4
|  | 0 | 0 | Dampværk B | Scenario_9 | outage_line_4
|  | 0 | 0 | Aux bus trafo DMP | Scenario_9 | outage_line_4
|  | 0 | 0 | Aux bus trafo DMP 2 | Scenario_9 | outage_line_4
|  | 0 | 0 | Snorrebakken 10 kV | Scenario_9 | outage_line_4
0.96416 | -1.857 | 0 | 0 | Aux bus trafo HASLE | Scenario_9 | outage_line_4
0.96416 | -1.857 | 0 | 0 | Aux bus trafo HASLE | Scenario_9 | outage_line_4
0.99922 | -3.2418 | 2.5666 | 0.90617 | Hasle 10 kV | Scenario_9 | outage_line_4
0.95587 | -3.6783 | 1.6216 | 0.11981 | Olsker 10 kV | Scenario_9 | outage_line_4
0.9993 | -2.6629 | 1.6428 | 0.7914 | Østerlars 10 kV | Scenario_9 | outage_line_4
0.99698 | -2.1099 | 0.95035 | 1.6461 | Åkirkeby 10 kV | Scenario_9 | outage_line_4
1.0042 | -2.8844 | 1.6826 | 0.074272 | Nexø 10 kV | Scenario_9 | outage_line_4
1 | 0 | -4.2645 | 0.90096 | Bodilsker 10 kV | Scenario_9 | outage_line_4
0.95178 | -2.1535 | 1.1021 | 5.5324 | Rønne Syd 10 kV | Scenario_9 | outage_line_4
0.97023 | -2.8867 | 1.9741 | 3.4192 | Allinge 10 kV | Scenario_9 | outage_line_4
0.99893 | -2.3765 | 0.65823 | 0.6714 | Svaneke 10 kV | Scenario_9 | outage_line_4
0.99506 | -2.0932 | 0.69189 | 1.1984 | Viadukten 10 kV | Scenario_9 | outage_line_4
0.96037 | -1.792 | 0 | 0 | Auxiliary bus Viadukten 4 | Scenario_9 | outage_line_4
0.99957 | -1.9975 | 0.44557 | 0.77174 | Rønne Nord 10 kV | Scenario_9 | outage_line_4
0.99983 | -2.621 | 1.2461 | 0.51975 | Poulsker 10 kV | Scenario_9 | outage_line_4
0.99346 | -2.1659 | 0.80544 | 1.3951 | Vesthavnen 10 kV | Scenario_9 | outage_line_4
0.95556 | -2.8161 | 0.68346 | 0.14876 | Gudhjem 10 kV | Scenario_9 | outage_line_4
0.96796 | -1.7921 | 0 | 0 | Hasle A | Scenario_9 | outage_line_5
|  | 0 | 0 | Hasle B | Scenario_9 | outage_line_5
|  | 0 | 0 | Snorrebakken | Scenario_9 | outage_line_5
|  | 0 | 0 | Olsker | Scenario_9 | outage_line_5
0.96519 | -1.7425 | 0 | 0 | Ronne Nord | Scenario_9 | outage_line_5
0.96873 | -1.7891 | 0 | 0 | BOR-HAS split 3 | Scenario_9 | outage_line_5
0.9624 | -1.8878 | 0 | 0 | Allinge | Scenario_9 | outage_line_5
0.96328 | -1.9852 | 0 | 0 | Svaneke | Scenario_9 | outage_line_5
0.9632 | -1.9629 | 0 | 0 | Nexo | Scenario_9 | outage_line_5
0.9636 | -1.9192 | 0 | 0 | Bodilsker | Scenario_9 | outage_line_5
0.96313 | -1.9339 | 0 | 0 | Poulsker | Scenario_9 | outage_line_5
0.96249 | -1.8132 | 0 | 0 | Aakirkeby | Scenario_9 | outage_line_5
0.96344 | -1.973 | 0 | 0 | Dalslunde | Scenario_9 | outage_line_5
0.96254 | -2.0359 | 0 | 0 | Osterlars | Scenario_9 | outage_line_5
0.96345 | -1.9181 | 0 | 0 | Olsker | Scenario_9 | outage_line_5
0.96236 | -2.0545 | 0 | 0 | Gudhjem | Scenario_9 | outage_line_5
0.96453 | -1.7281 | 0 | 0 | Viadukten A | Scenario_9 | outage_line_5
|  | 0 | 0 | Viadukten B | Scenario_9 | outage_line_5
0.96402 | -1.716 | 0 | 0 | Ronne Syd | Scenario_9 | outage_line_5
|  | 0 | 0 | Vaerket A | Scenario_9 | outage_line_5
|  | 0 | 0 | Vaerket B | Scenario_9 | outage_line_5
|  | 0 | 0 | Vesthavnen | Scenario_9 | outage_line_5
0.96453 | -1.7281 | 0 | 0 | Auxiliary bus Viadukten 1 | Scenario_9 | outage_line_5
0.96453 | -1.7281 | 0 | 0 | Auxiliary bus Viadukten 2 | Scenario_9 | outage_line_5
0.96453 | -1.7281 | 0 | 0 | Auxiliary bus Viadukten 3 | Scenario_9 | outage_line_5
0.99299 | -1.521 | 0 | 0 | BOR HAS split 1 | Scenario_9 | outage_line_5
0.99276 | -1.5316 | 0 | 0 | BOR HAS split 2 | Scenario_9 | outage_line_5
0.99512 | -1.2724 | 0 | 0 | Borrby | Scenario_9 | outage_line_5
0.91 | 0 | -11.6262 | -0.40431 | Tomelilla | Scenario_9 | outage_line_5
|  | 0 | 0 | Vaerket Blok 6 | Scenario_9 | outage_line_5
|  | 0 | 0 | Vaerket Blok 5 | Scenario_9 | outage_line_5
|  | 0 | 0 | Vaerket Diesler | Scenario_9 | outage_line_5
|  | 0 | 0 | Vaer N | Scenario_9 | outage_line_5
|  | 0 | 0 | Dampværk A | Scenario_9 | outage_line_5
|  | 0 | 0 | Dampværk B | Scenario_9 | outage_line_5
|  | 0 | 0 | Aux bus trafo DMP | Scenario_9 | outage_line_5
|  | 0 | 0 | Aux bus trafo DMP 2 | Scenario_9 | outage_line_5
|  | 0 | 0 | Snorrebakken 10 kV | Scenario_9 | outage_line_5
0.96796 | -1.7921 | 0 | 0 | Aux bus trafo HASLE | Scenario_9 | outage_line_5
0.96796 | -1.7921 | 0 | 0 | Aux bus trafo HASLE | Scenario_9 | outage_line_5
1.0032 | -3.1659 | 2.5666 | 0.90617 | Hasle 10 kV | Scenario_9 | outage_line_5
0.95961 | -3.598 | 1.6216 | 0.11981 | Olsker 10 kV | Scenario_9 | outage_line_5
1.003 | -2.5877 | 1.6428 | 0.7914 | Østerlars 10 kV | Scenario_9 | outage_line_5
1.0009 | -2.0388 | 0.95035 | 1.6461 | Åkirkeby 10 kV | Scenario_9 | outage_line_5
1.0077 | -2.8046 | 1.6826 | 0.074272 | Nexø 10 kV | Scenario_9 | outage_line_5
1 | 0 | -4.0923 | 1.3231 | Bodilsker 10 kV | Scenario_9 | outage_line_5
0.95604 | -2.0845 | 1.1021 | 5.5649 | Rønne Syd 10 kV | Scenario_9 | outage_line_5
0.97427 | -2.8123 | 1.9741 | 3.4192 | Allinge 10 kV | Scenario_9 | outage_line_5
1.0025 | -2.3008 | 0.65823 | 0.6714 | Svaneke 10 kV | Scenario_9 | outage_line_5
0.99946 | -2.0267 | 0.69189 | 1.1984 | Viadukten 10 kV | Scenario_9 | outage_line_5
0.96453 | -1.7281 | 0 | 0 | Auxiliary bus Viadukten 4 | Scenario_9 | outage_line_5
1.004 | -1.9325 | 0.44557 | 0.77174 | Rønne Nord 10 kV | Scenario_9 | outage_line_5
1.0033 | -2.5425 | 1.2461 | 0.51975 | Poulsker 10 kV | Scenario_9 | outage_line_5
|  | 0 | 0 | Vesthavnen 10 kV | Scenario_9 | outage_line_5
0.9591 | -2.7399 | 0.68346 | 0.14876 | Gudhjem 10 kV | Scenario_9 | outage_line_5
0.97225 | -1.8821 | 0 | 0 | Hasle A | Scenario_9 | outage_line_6
|  | 0 | 0 | Hasle B | Scenario_9 | outage_line_6
|  | 0 | 0 | Snorrebakken | Scenario_9 | outage_line_6
|  | 0 | 0 | Olsker | Scenario_9 | outage_line_6
0.9177 | -1.6399 | 0 | 0 | Ronne Nord | Scenario_9 | outage_line_6
0.97297 | -1.877 | 0 | 0 | BOR-HAS split 3 | Scenario_9 | outage_line_6
0.96124 | -1.9876 | 0 | 0 | Allinge | Scenario_9 | outage_line_6
0.94297 | -2.1197 | 0 | 0 | Svaneke | Scenario_9 | outage_line_6
0.94181 | -2.0947 | 0 | 0 | Nexo | Scenario_9 | outage_line_6
0.94167 | -2.0442 | 0 | 0 | Bodilsker | Scenario_9 | outage_line_6
0.94119 | -2.0592 | 0 | 0 | Poulsker | Scenario_9 | outage_line_6
0.9285 | -1.8417 | 0 | 0 | Aakirkeby | Scenario_9 | outage_line_6
0.94399 | -2.11 | 0 | 0 | Dalslunde | Scenario_9 | outage_line_6
0.95095 | -2.1578 | 0 | 0 | Osterlars | Scenario_9 | outage_line_6
0.96228 | -2.0181 | 0 | 0 | Olsker | Scenario_9 | outage_line_6
0.95077 | -2.1766 | 0 | 0 | Gudhjem | Scenario_9 | outage_line_6
0.91777 | -1.6409 | 0 | 0 | Viadukten A | Scenario_9 | outage_line_6
|  | 0 | 0 | Viadukten B | Scenario_9 | outage_line_6
0.91794 | -1.643 | 0 | 0 | Ronne Syd | Scenario_9 | outage_line_6
|  | 0 | 0 | Vaerket A | Scenario_9 | outage_line_6
|  | 0 | 0 | Vaerket B | Scenario_9 | outage_line_6
|  | 0 | 0 | Vesthavnen | Scenario_9 | outage_line_6
0.91777 | -1.6409 | 0 | 0 | Auxiliary bus Viadukten 1 | Scenario_9 | outage_line_6
0.91777 | -1.6409 | 0 | 0 | Auxiliary bus Viadukten 2 | Scenario_9 | outage_line_6
0.91777 | -1.6409 | 0 | 0 | Auxiliary bus Viadukten 3 | Scenario_9 | outage_line_6
0.99567 | -1.5164 | 0 | 0 | BOR HAS split 1 | Scenario_9 | outage_line_6
0.99547 | -1.5281 | 0 | 0 | BOR HAS split 2 | Scenario_9 | outage_line_6
0.99734 | -1.261 | 0 | 0 | Borrby | Scenario_9 | outage_line_6
0.91 | 0 | -11.4895 | 0.75506 | Tomelilla | Scenario_9 | outage_line_6
|  | 0 | 0 | Vaerket Blok 6 | Scenario_9 | outage_line_6
|  | 0 | 0 | Vaerket Blok 5 | Scenario_9 | outage_line_6
|  | 0 | 0 | Vaerket Diesler | Scenario_9 | outage_line_6
|  | 0 | 0 | Vaer N | Scenario_9 | outage_line_6
|  | 0 | 0 | Dampværk A | Scenario_9 | outage_line_6
|  | 0 | 0 | Dampværk B | Scenario_9 | outage_line_6
|  | 0 | 0 | Aux bus trafo DMP | Scenario_9 | outage_line_6
|  | 0 | 0 | Aux bus trafo DMP 2 | Scenario_9 | outage_line_6
|  | 0 | 0 | Snorrebakken 10 kV | Scenario_9 | outage_line_6
0.97225 | -1.8821 | 0 | 0 | Aux bus trafo HASLE | Scenario_9 | outage_line_6
0.97225 | -1.8821 | 0 | 0 | Aux bus trafo HASLE | Scenario_9 | outage_line_6
1.0078 | -3.2437 | 2.5666 | 0.90617 | Hasle 10 kV | Scenario_9 | outage_line_6
0.95844 | -3.702 | 1.6216 | 0.11981 | Olsker 10 kV | Scenario_9 | outage_line_6
0.99081 | -2.7233 | 1.6428 | 0.7914 | Østerlars 10 kV | Scenario_9 | outage_line_6
0.96502 | -2.0841 | 0.95035 | 1.6461 | Åkirkeby 10 kV | Scenario_9 | outage_line_6
0.98525 | -2.9752 | 1.6826 | 0.074272 | Nexø 10 kV | Scenario_9 | outage_line_6
1 | 0 | -4.4351 | -1.4993 | Bodilsker 10 kV | Scenario_9 | outage_line_6
0.90851 | -2.0662 | 1.1021 | 5.2104 | Rønne Syd 10 kV | Scenario_9 | outage_line_6
0.973 | -2.9145 | 1.9741 | 3.4192 | Allinge 10 kV | Scenario_9 | outage_line_6
0.98103 | -2.4492 | 0.65823 | 0.6714 | Svaneke 10 kV | Scenario_9 | outage_line_6
0.94993 | -1.9711 | 0.69189 | 1.1984 | Viadukten 10 kV | Scenario_9 | outage_line_6
0.91777 | -1.6409 | 0 | 0 | Auxiliary bus Viadukten 4 | Scenario_9 | outage_line_6
0.95387 | -1.8504 | 0.44557 | 0.77174 | Rønne Nord 10 kV | Scenario_9 | outage_line_6
0.9802 | -2.6967 | 1.2461 | 0.51975 | Poulsker 10 kV | Scenario_9 | outage_line_6
|  | 0 | 0 | Vesthavnen 10 kV | Scenario_9 | outage_line_6
0.94747 | -2.8789 | 0.68346 | 0.14876 | Gudhjem 10 kV | Scenario_9 | outage_line_6
0.97365 | -1.8406 | 0 | 0 | Hasle A | Scenario_9 | outage_line_7
|  | 0 | 0 | Hasle B | Scenario_9 | outage_line_7
|  | 0 | 0 | Snorrebakken | Scenario_9 | outage_line_7
|  | 0 | 0 | Olsker | Scenario_9 | outage_line_7
|  | 0 | 0 | Ronne Nord | Scenario_9 | outage_line_7
0.97435 | -1.8358 | 0 | 0 | BOR-HAS split 3 | Scenario_9 | outage_line_7
0.96295 | -1.9387 | 0 | 0 | Allinge | Scenario_9 | outage_line_7
0.94572 | -2.0439 | 0 | 0 | Svaneke | Scenario_9 | outage_line_7
0.94462 | -2.0176 | 0 | 0 | Nexo | Scenario_9 | outage_line_7
0.94451 | -1.9668 | 0 | 0 | Bodilsker | Scenario_9 | outage_line_7
0.94403 | -1.9817 | 0 | 0 | Poulsker | Scenario_9 | outage_line_7
0.93234 | -1.7567 | 0 | 0 | Aakirkeby | Scenario_9 | outage_line_7
0.94669 | -2.035 | 0 | 0 | Dalslunde | Scenario_9 | outage_line_7
0.95323 | -2.0939 | 0 | 0 | Osterlars | Scenario_9 | outage_line_7
0.96399 | -1.969 | 0 | 0 | Olsker | Scenario_9 | outage_line_7
0.95305 | -2.1126 | 0 | 0 | Gudhjem | Scenario_9 | outage_line_7
0.92268 | -1.5487 | 0 | 0 | Viadukten A | Scenario_9 | outage_line_7
|  | 0 | 0 | Viadukten B | Scenario_9 | outage_line_7
0.92279 | -1.5504 | 0 | 0 | Ronne Syd | Scenario_9 | outage_line_7
|  | 0 | 0 | Vaerket A | Scenario_9 | outage_line_7
|  | 0 | 0 | Vaerket B | Scenario_9 | outage_line_7
|  | 0 | 0 | Vesthavnen | Scenario_9 | outage_line_7
0.92268 | -1.5487 | 0 | 0 | Auxiliary bus Viadukten 1 | Scenario_9 | outage_line_7
0.92268 | -1.5487 | 0 | 0 | Auxiliary bus Viadukten 2 | Scenario_9 | outage_line_7
0.92268 | -1.5487 | 0 | 0 | Auxiliary bus Viadukten 3 | Scenario_9 | outage_line_7
0.99629 | -1.477 | 0 | 0 | BOR HAS split 1 | Scenario_9 | outage_line_7
0.9961 | -1.4885 | 0 | 0 | BOR HAS split 2 | Scenario_9 | outage_line_7
0.99782 | -1.2266 | 0 | 0 | Borrby | Scenario_9 | outage_line_7
0.91 | 0 | -11.1684 | 0.99695 | Tomelilla | Scenario_9 | outage_line_7
|  | 0 | 0 | Vaerket Blok 6 | Scenario_9 | outage_line_7
|  | 0 | 0 | Vaerket Blok 5 | Scenario_9 | outage_line_7
|  | 0 | 0 | Vaerket Diesler | Scenario_9 | outage_line_7
|  | 0 | 0 | Vaer N | Scenario_9 | outage_line_7
|  | 0 | 0 | Dampværk A | Scenario_9 | outage_line_7
|  | 0 | 0 | Dampværk B | Scenario_9 | outage_line_7
|  | 0 | 0 | Aux bus trafo DMP | Scenario_9 | outage_line_7
|  | 0 | 0 | Aux bus trafo DMP 2 | Scenario_9 | outage_line_7
|  | 0 | 0 | Snorrebakken 10 kV | Scenario_9 | outage_line_7
0.97365 | -1.8406 | 0 | 0 | Aux bus trafo HASLE | Scenario_9 | outage_line_7
0.97365 | -1.8406 | 0 | 0 | Aux bus trafo HASLE | Scenario_9 | outage_line_7
1.0093 | -3.1983 | 2.5666 | 0.90617 | Hasle 10 kV | Scenario_9 | outage_line_7
0.96016 | -3.6469 | 1.6216 | 0.11981 | Olsker 10 kV | Scenario_9 | outage_line_7
0.99321 | -2.6567 | 1.6428 | 0.7914 | Østerlars 10 kV | Scenario_9 | outage_line_7
0.96908 | -1.9971 | 0.95035 | 1.6461 | Åkirkeby 10 kV | Scenario_9 | outage_line_7
0.9882 | -2.8928 | 1.6826 | 0.074272 | Nexø 10 kV | Scenario_9 | outage_line_7
1 | 0 | -4.2611 | -1.1371 | Bodilsker 10 kV | Scenario_9 | outage_line_7
0.91352 | -1.9675 | 1.1021 | 5.2469 | Rønne Syd 10 kV | Scenario_9 | outage_line_7
0.97486 | -2.8621 | 1.9741 | 3.4192 | Allinge 10 kV | Scenario_9 | outage_line_7
0.98393 | -2.3714 | 0.65823 | 0.6714 | Svaneke 10 kV | Scenario_9 | outage_line_7
0.95513 | -1.8753 | 0.69189 | 1.1984 | Viadukten 10 kV | Scenario_9 | outage_line_7
0.92268 | -1.5487 | 0 | 0 | Auxiliary bus Viadukten 4 | Scenario_9 | outage_line_7
|  | 0 | 0 | Rønne Nord 10 kV | Scenario_9 | outage_line_7
0.9832 | -2.6153 | 1.2461 | 0.51975 | Poulsker 10 kV | Scenario_9 | outage_line_7
|  | 0 | 0 | Vesthavnen 10 kV | Scenario_9 | outage_line_7
0.94976 | -2.8116 | 0.68346 | 0.14876 | Gudhjem 10 kV | Scenario_9 | outage_line_7
0.97619 | -1.7807 | 0 | 0 | Hasle A | Scenario_9 | outage_line_8
|  | 0 | 0 | Hasle B | Scenario_9 | outage_line_8
|  | 0 | 0 | Snorrebakken | Scenario_9 | outage_line_8
|  | 0 | 0 | Olsker | Scenario_9 | outage_line_8
|  | 0 | 0 | Ronne Nord | Scenario_9 | outage_line_8
0.97685 | -1.7761 | 0 | 0 | BOR-HAS split 3 | Scenario_9 | outage_line_8
0.96605 | -1.8687 | 0 | 0 | Allinge | Scenario_9 | outage_line_8
0.9507 | -1.9382 | 0 | 0 | Svaneke | Scenario_9 | outage_line_8
0.9497 | -1.9103 | 0 | 0 | Nexo | Scenario_9 | outage_line_8
0.94965 | -1.8593 | 0 | 0 | Bodilsker | Scenario_9 | outage_line_8
0.94918 | -1.8742 | 0 | 0 | Poulsker | Scenario_9 | outage_line_8
0.93924 | -1.6469 | 0 | 0 | Aakirkeby | Scenario_9 | outage_line_8
0.95158 | -1.9305 | 0 | 0 | Dalslunde | Scenario_9 | outage_line_8
0.95736 | -2.0038 | 0 | 0 | Osterlars | Scenario_9 | outage_line_8
0.96709 | -1.8988 | 0 | 0 | Olsker | Scenario_9 | outage_line_8
0.95718 | -2.0225 | 0 | 0 | Gudhjem | Scenario_9 | outage_line_8
|  | 0 | 0 | Viadukten A | Scenario_9 | outage_line_8
|  | 0 | 0 | Viadukten B | Scenario_9 | outage_line_8
0.93145 | -1.4389 | 0 | 0 | Ronne Syd | Scenario_9 | outage_line_8
|  | 0 | 0 | Vaerket A | Scenario_9 | outage_line_8
|  | 0 | 0 | Vaerket B | Scenario_9 | outage_line_8
|  | 0 | 0 | Vesthavnen | Scenario_9 | outage_line_8
|  | 0 | 0 | Auxiliary bus Viadukten 1 | Scenario_9 | outage_line_8
|  | 0 | 0 | Auxiliary bus Viadukten 2 | Scenario_9 | outage_line_8
|  | 0 | 0 | Auxiliary bus Viadukten 3 | Scenario_9 | outage_line_8
0.99747 | -1.4135 | 0 | 0 | BOR HAS split 1 | Scenario_9 | outage_line_8
0.9973 | -1.425 | 0 | 0 | BOR HAS split 2 | Scenario_9 | outage_line_8
0.99874 | -1.1707 | 0 | 0 | Borrby | Scenario_9 | outage_line_8
0.91 | 0 | -10.6444 | 1.4659 | Tomelilla | Scenario_9 | outage_line_8
|  | 0 | 0 | Vaerket Blok 6 | Scenario_9 | outage_line_8
|  | 0 | 0 | Vaerket Blok 5 | Scenario_9 | outage_line_8
|  | 0 | 0 | Vaerket Diesler | Scenario_9 | outage_line_8
|  | 0 | 0 | Vaer N | Scenario_9 | outage_line_8
|  | 0 | 0 | Dampværk A | Scenario_9 | outage_line_8
|  | 0 | 0 | Dampværk B | Scenario_9 | outage_line_8
|  | 0 | 0 | Aux bus trafo DMP | Scenario_9 | outage_line_8
|  | 0 | 0 | Aux bus trafo DMP 2 | Scenario_9 | outage_line_8
|  | 0 | 0 | Snorrebakken 10 kV | Scenario_9 | outage_line_8
0.97619 | -1.7807 | 0 | 0 | Aux bus trafo HASLE | Scenario_9 | outage_line_8
0.97619 | -1.7807 | 0 | 0 | Aux bus trafo HASLE | Scenario_9 | outage_line_8
1.012 | -3.1312 | 2.5666 | 0.90617 | Hasle 10 kV | Scenario_9 | outage_line_8
0.96327 | -3.566 | 1.6216 | 0.11981 | Olsker 10 kV | Scenario_9 | outage_line_8
0.99755 | -2.5617 | 1.6428 | 0.7914 | Østerlars 10 kV | Scenario_9 | outage_line_8
0.97637 | -1.8839 | 0.95035 | 1.6461 | Åkirkeby 10 kV | Scenario_9 | outage_line_8
0.99353 | -2.7762 | 1.6826 | 0.074272 | Nexø 10 kV | Scenario_9 | outage_line_8
1 | 0 | -4.0136 | -0.48026 | Bodilsker 10 kV | Scenario_9 | outage_line_8
0.92246 | -1.8453 | 1.1021 | 5.3126 | Rønne Syd 10 kV | Scenario_9 | outage_line_8
0.97822 | -2.786 | 1.9741 | 3.4192 | Allinge 10 kV | Scenario_9 | outage_line_8
0.98919 | -2.2623 | 0.65823 | 0.6714 | Svaneke 10 kV | Scenario_9 | outage_line_8
|  | 0 | 0 | Viadukten 10 kV | Scenario_9 | outage_line_8
|  | 0 | 0 | Auxiliary bus Viadukten 4 | Scenario_9 | outage_line_8
|  | 0 | 0 | Rønne Nord 10 kV | Scenario_9 | outage_line_8
0.98861 | -2.501 | 1.2461 | 0.51975 | Poulsker 10 kV | Scenario_9 | outage_line_8
|  | 0 | 0 | Vesthavnen 10 kV | Scenario_9 | outage_line_8
0.9539 | -2.7154 | 0.68346 | 0.14876 | Gudhjem 10 kV | Scenario_9 | outage_line_8
0.98912 | -1.7818 | 0 | 0 | Hasle A | Scenario_9 | outage_line_9
|  | 0 | 0 | Hasle B | Scenario_9 | outage_line_9
|  | 0 | 0 | Snorrebakken | Scenario_9 | outage_line_9
|  | 0 | 0 | Olsker | Scenario_9 | outage_line_9
|  | 0 | 0 | Ronne Nord | Scenario_9 | outage_line_9
0.98963 | -1.7745 | 0 | 0 | BOR-HAS split 3 | Scenario_9 | outage_line_9
0.98173 | -1.8879 | 0 | 0 | Allinge | Scenario_9 | outage_line_9
0.97559 | -2.0255 | 0 | 0 | Svaneke | Scenario_9 | outage_line_9
0.9751 | -2.0039 | 0 | 0 | Nexo | Scenario_9 | outage_line_9
0.97527 | -1.9591 | 0 | 0 | Bodilsker | Scenario_9 | outage_line_9
0.97481 | -1.9737 | 0 | 0 | Poulsker | Scenario_9 | outage_line_9
0.97262 | -1.947 | 0 | 0 | Aakirkeby | Scenario_9 | outage_line_9
0.97606 | -2.0125 | 0 | 0 | Dalslunde | Scenario_9 | outage_line_9
0.97807 | -2.0557 | 0 | 0 | Osterlars | Scenario_9 | outage_line_9
0.98275 | -1.9168 | 0 | 0 | Olsker | Scenario_9 | outage_line_9
0.9779 | -2.0741 | 0 | 0 | Gudhjem | Scenario_9 | outage_line_9
|  | 0 | 0 | Viadukten A | Scenario_9 | outage_line_9
|  | 0 | 0 | Viadukten B | Scenario_9 | outage_line_9
|  | 0 | 0 | Ronne Syd | Scenario_9 | outage_line_9
|  | 0 | 0 | Vaerket A | Scenario_9 | outage_line_9
|  | 0 | 0 | Vaerket B | Scenario_9 | outage_line_9
|  | 0 | 0 | Vesthavnen | Scenario_9 | outage_line_9
|  | 0 | 0 | Auxiliary bus Viadukten 1 | Scenario_9 | outage_line_9
|  | 0 | 0 | Auxiliary bus Viadukten 2 | Scenario_9 | outage_line_9
|  | 0 | 0 | Auxiliary bus Viadukten 3 | Scenario_9 | outage_line_9
1.0046 | -1.2567 | 0 | 0 | BOR HAS split 1 | Scenario_9 | outage_line_9
1.0045 | -1.2695 | 0 | 0 | BOR HAS split 2 | Scenario_9 | outage_line_9
1.0045 | -1.0204 | 0 | 0 | Borrby | Scenario_9 | outage_line_9
0.91 | 0 | -9.1752 | 4.4422 | Tomelilla | Scenario_9 | outage_line_9
|  | 0 | 0 | Vaerket Blok 6 | Scenario_9 | outage_line_9
|  | 0 | 0 | Vaerket Blok 5 | Scenario_9 | outage_line_9
|  | 0 | 0 | Vaerket Diesler | Scenario_9 | outage_line_9
|  | 0 | 0 | Vaer N | Scenario_9 | outage_line_9
|  | 0 | 0 | Dampværk A | Scenario_9 | outage_line_9
|  | 0 | 0 | Dampværk B | Scenario_9 | outage_line_9
|  | 0 | 0 | Aux bus trafo DMP | Scenario_9 | outage_line_9
|  | 0 | 0 | Aux bus trafo DMP 2 | Scenario_9 | outage_line_9
|  | 0 | 0 | Snorrebakken 10 kV | Scenario_9 | outage_line_9
0.98912 | -1.7818 | 0 | 0 | Aux bus trafo HASLE | Scenario_9 | outage_line_9
0.98912 | -1.7818 | 0 | 0 | Aux bus trafo HASLE | Scenario_9 | outage_line_9
1.0257 | -3.0968 | 2.5666 | 0.90617 | Hasle 10 kV | Scenario_9 | outage_line_9
0.979 | -3.531 | 1.6216 | 0.11981 | Olsker 10 kV | Scenario_9 | outage_line_9
1.0194 | -2.5901 | 1.6428 | 0.7914 | Østerlars 10 kV | Scenario_9 | outage_line_9
1.0116 | -2.1679 | 0.95035 | 1.6461 | Åkirkeby 10 kV | Scenario_9 | outage_line_9
1.0202 | -2.8252 | 1.6826 | 0.074272 | Nexø 10 kV | Scenario_9 | outage_line_9
1 | 0 | -4.1386 | 2.8325 | Bodilsker 10 kV | Scenario_9 | outage_line_9
|  | 0 | 0 | Rønne Syd 10 kV | Scenario_9 | outage_line_9
0.99522 | -2.7751 | 1.9741 | 3.4192 | Allinge 10 kV | Scenario_9 | outage_line_9
1.0154 | -2.3331 | 0.65823 | 0.6714 | Svaneke 10 kV | Scenario_9 | outage_line_9
|  | 0 | 0 | Viadukten 10 kV | Scenario_9 | outage_line_9
|  | 0 | 0 | Auxiliary bus Viadukten 4 | Scenario_9 | outage_line_9
|  | 0 | 0 | Rønne Nord 10 kV | Scenario_9 | outage_line_9
1.0156 | -2.5677 | 1.2461 | 0.51975 | Poulsker 10 kV | Scenario_9 | outage_line_9
|  | 0 | 0 | Vesthavnen 10 kV | Scenario_9 | outage_line_9
0.97469 | -2.7379 | 0.68346 | 0.14876 | Gudhjem 10 kV | Scenario_9 | outage_line_9
0.99295 | -1.7124 | 0 | 0 | Hasle A | Scenario_9 | outage_line_10
|  | 0 | 0 | Hasle B | Scenario_9 | outage_line_10
|  | 0 | 0 | Snorrebakken | Scenario_9 | outage_line_10
|  | 0 | 0 | Olsker | Scenario_9 | outage_line_10
|  | 0 | 0 | Ronne Nord | Scenario_9 | outage_line_10
0.99341 | -1.7052 | 0 | 0 | BOR-HAS split 3 | Scenario_9 | outage_line_10
0.9864 | -1.8084 | 0 | 0 | Allinge | Scenario_9 | outage_line_10
0.98307 | -1.9102 | 0 | 0 | Svaneke | Scenario_9 | outage_line_10
0.98274 | -1.8874 | 0 | 0 | Nexo | Scenario_9 | outage_line_10
0.98299 | -1.8427 | 0 | 0 | Bodilsker | Scenario_9 | outage_line_10
0.98254 | -1.8573 | 0 | 0 | Poulsker | Scenario_9 | outage_line_10
|  | 0 | 0 | Aakirkeby | Scenario_9 | outage_line_10
0.98342 | -1.8982 | 0 | 0 | Dalslunde | Scenario_9 | outage_line_10
0.98428 | -1.9557 | 0 | 0 | Osterlars | Scenario_9 | outage_line_10
0.98741 | -1.8369 | 0 | 0 | Olsker | Scenario_9 | outage_line_10
0.98411 | -1.974 | 0 | 0 | Gudhjem | Scenario_9 | outage_line_10
|  | 0 | 0 | Viadukten A | Scenario_9 | outage_line_10
|  | 0 | 0 | Viadukten B | Scenario_9 | outage_line_10
|  | 0 | 0 | Ronne Syd | Scenario_9 | outage_line_10
|  | 0 | 0 | Vaerket A | Scenario_9 | outage_line_10
|  | 0 | 0 | Vaerket B | Scenario_9 | outage_line_10
|  | 0 | 0 | Vesthavnen | Scenario_9 | outage_line_10
|  | 0 | 0 | Auxiliary bus Viadukten 1 | Scenario_9 | outage_line_10
|  | 0 | 0 | Auxiliary bus Viadukten 2 | Scenario_9 | outage_line_10
|  | 0 | 0 | Auxiliary bus Viadukten 3 | Scenario_9 | outage_line_10
1.0065 | -1.1727 | 0 | 0 | BOR HAS split 1 | Scenario_9 | outage_line_10
1.0064 | -1.1855 | 0 | 0 | BOR HAS split 2 | Scenario_9 | outage_line_10
1.006 | -0.94555 | 0 | 0 | Borrby | Scenario_9 | outage_line_10
0.91 | 0 | -8.4621 | 5.1867 | Tomelilla | Scenario_9 | outage_line_10
|  | 0 | 0 | Vaerket Blok 6 | Scenario_9 | outage_line_10
|  | 0 | 0 | Vaerket Blok 5 | Scenario_9 | outage_line_10
|  | 0 | 0 | Vaerket Diesler | Scenario_9 | outage_line_10
|  | 0 | 0 | Vaer N | Scenario_9 | outage_line_10
|  | 0 | 0 | Dampværk A | Scenario_9 | outage_line_10
|  | 0 | 0 | Dampværk B | Scenario_9 | outage_line_10
|  | 0 | 0 | Aux bus trafo DMP | Scenario_9 | outage_line_10
|  | 0 | 0 | Aux bus trafo DMP 2 | Scenario_9 | outage_line_10
|  | 0 | 0 | Snorrebakken 10 kV | Scenario_9 | outage_line_10
0.99295 | -1.7124 | 0 | 0 | Aux bus trafo HASLE | Scenario_9 | outage_line_10
0.99295 | -1.7124 | 0 | 0 | Aux bus trafo HASLE | Scenario_9 | outage_line_10
1.0297 | -3.0172 | 2.5666 | 0.90617 | Hasle 10 kV | Scenario_9 | outage_line_10
0.98368 | -3.4359 | 1.6216 | 0.11981 | Olsker 10 kV | Scenario_9 | outage_line_10
1.0259 | -2.4833 | 1.6428 | 0.7914 | Østerlars 10 kV | Scenario_9 | outage_line_10
|  | 0 | 0 | Åkirkeby 10 kV | Scenario_9 | outage_line_10
1.0282 | -2.6959 | 1.6826 | 0.074272 | Nexø 10 kV | Scenario_9 | outage_line_10
1 | 0 | -3.8543 | 3.8215 | Bodilsker 10 kV | Scenario_9 | outage_line_10
|  | 0 | 0 | Rønne Syd 10 kV | Scenario_9 | outage_line_10
1.0003 | -2.6869 | 1.9741 | 3.4192 | Allinge 10 kV | Scenario_9 | outage_line_10
1.0233 | -2.2132 | 0.65823 | 0.6714 | Svaneke 10 kV | Scenario_9 | outage_line_10
|  | 0 | 0 | Viadukten 10 kV | Scenario_9 | outage_line_10
|  | 0 | 0 | Auxiliary bus Viadukten 4 | Scenario_9 | outage_line_10
|  | 0 | 0 | Rønne Nord 10 kV | Scenario_9 | outage_line_10
1.0237 | -2.4419 | 1.2461 | 0.51975 | Poulsker 10 kV | Scenario_9 | outage_line_10
|  | 0 | 0 | Vesthavnen 10 kV | Scenario_9 | outage_line_10
0.98092 | -2.6294 | 0.68346 | 0.14876 | Gudhjem 10 kV | Scenario_9 | outage_line_10
0.99282 | -1.5631 | 0 | 0 | Hasle A | Scenario_9 | outage_line_11
|  | 0 | 0 | Hasle B | Scenario_9 | outage_line_11
|  | 0 | 0 | Snorrebakken | Scenario_9 | outage_line_11
|  | 0 | 0 | Olsker | Scenario_9 | outage_line_11
|  | 0 | 0 | Ronne Nord | Scenario_9 | outage_line_11
0.99328 | -1.5578 | 0 | 0 | BOR-HAS split 3 | Scenario_9 | outage_line_11
0.98629 | -1.6258 | 0 | 0 | Allinge | Scenario_9 | outage_line_11
0.98305 | -1.6091 | 0 | 0 | Svaneke | Scenario_9 | outage_line_11
0.98273 | -1.5794 | 0 | 0 | Nexo | Scenario_9 | outage_line_11
0.983 | -1.5315 | 0 | 0 | Bodilsker | Scenario_9 | outage_line_11
|  | 0 | 0 | Poulsker | Scenario_9 | outage_line_11
|  | 0 | 0 | Aakirkeby | Scenario_9 | outage_line_11
0.98339 | -1.6023 | 0 | 0 | Dalslunde | Scenario_9 | outage_line_11
0.98422 | -1.7089 | 0 | 0 | Osterlars | Scenario_9 | outage_line_11
0.9873 | -1.6544 | 0 | 0 | Olsker | Scenario_9 | outage_line_11
0.98405 | -1.7272 | 0 | 0 | Gudhjem | Scenario_9 | outage_line_11
|  | 0 | 0 | Viadukten A | Scenario_9 | outage_line_11
|  | 0 | 0 | Viadukten B | Scenario_9 | outage_line_11
|  | 0 | 0 | Ronne Syd | Scenario_9 | outage_line_11
|  | 0 | 0 | Vaerket A | Scenario_9 | outage_line_11
|  | 0 | 0 | Vaerket B | Scenario_9 | outage_line_11
|  | 0 | 0 | Vesthavnen | Scenario_9 | outage_line_11
|  | 0 | 0 | Auxiliary bus Viadukten 1 | Scenario_9 | outage_line_11
|  | 0 | 0 | Auxiliary bus Viadukten 2 | Scenario_9 | outage_line_11
|  | 0 | 0 | Auxiliary bus Viadukten 3 | Scenario_9 | outage_line_11
1.0058 | -1.0931 | 0 | 0 | BOR HAS split 1 | Scenario_9 | outage_line_11
1.0058 | -1.105 | 0 | 0 | BOR HAS split 2 | Scenario_9 | outage_line_11
1.0054 | -0.88138 | 0 | 0 | Borrby | Scenario_9 | outage_line_11
0.91 | 0 | -7.8827 | 4.8607 | Tomelilla | Scenario_9 | outage_line_11
|  | 0 | 0 | Vaerket Blok 6 | Scenario_9 | outage_line_11
|  | 0 | 0 | Vaerket Blok 5 | Scenario_9 | outage_line_11
|  | 0 | 0 | Vaerket Diesler | Scenario_9 | outage_line_11
|  | 0 | 0 | Vaer N | Scenario_9 | outage_line_11
|  | 0 | 0 | Dampværk A | Scenario_9 | outage_line_11
|  | 0 | 0 | Dampværk B | Scenario_9 | outage_line_11
|  | 0 | 0 | Aux bus trafo DMP | Scenario_9 | outage_line_11
|  | 0 | 0 | Aux bus trafo DMP 2 | Scenario_9 | outage_line_11
|  | 0 | 0 | Snorrebakken 10 kV | Scenario_9 | outage_line_11
0.99282 | -1.5631 | 0 | 0 | Aux bus trafo HASLE | Scenario_9 | outage_line_11
0.99282 | -1.5631 | 0 | 0 | Aux bus trafo HASLE | Scenario_9 | outage_line_11
1.0296 | -2.8683 | 2.5666 | 0.90617 | Hasle 10 kV | Scenario_9 | outage_line_11
0.98357 | -3.2537 | 1.6216 | 0.11981 | Olsker 10 kV | Scenario_9 | outage_line_11
1.0258 | -2.2365 | 1.6428 | 0.7914 | Østerlars 10 kV | Scenario_9 | outage_line_11
|  | 0 | 0 | Åkirkeby 10 kV | Scenario_9 | outage_line_11
1.0282 | -2.388 | 1.6826 | 0.074272 | Nexø 10 kV | Scenario_9 | outage_line_11
1 | 0 | -3.1651 | 3.8009 | Bodilsker 10 kV | Scenario_9 | outage_line_11
|  | 0 | 0 | Rønne Syd 10 kV | Scenario_9 | outage_line_11
1.0002 | -2.5045 | 1.9741 | 3.4192 | Allinge 10 kV | Scenario_9 | outage_line_11
1.0233 | -1.912 | 0.65823 | 0.6714 | Svaneke 10 kV | Scenario_9 | outage_line_11
|  | 0 | 0 | Viadukten 10 kV | Scenario_9 | outage_line_11
|  | 0 | 0 | Auxiliary bus Viadukten 4 | Scenario_9 | outage_line_11
|  | 0 | 0 | Rønne Nord 10 kV | Scenario_9 | outage_line_11
|  | 0 | 0 | Poulsker 10 kV | Scenario_9 | outage_line_11
|  | 0 | 0 | Vesthavnen 10 kV | Scenario_9 | outage_line_11
0.98086 | -2.3826 | 0.68346 | 0.14876 | Gudhjem 10 kV | Scenario_9 | outage_line_11
0.99177 | -1.5698 | 0 | 0 | Hasle A | Scenario_9 | outage_line_12
|  | 0 | 0 | Hasle B | Scenario_9 | outage_line_12
|  | 0 | 0 | Snorrebakken | Scenario_9 | outage_line_12
|  | 0 | 0 | Olsker | Scenario_9 | outage_line_12
|  | 0 | 0 | Ronne Nord | Scenario_9 | outage_line_12
0.99224 | -1.5646 | 0 | 0 | BOR-HAS split 3 | Scenario_9 | outage_line_12
0.98501 | -1.6324 | 0 | 0 | Allinge | Scenario_9 | outage_line_12
0.98075 | -1.6847 | 0 | 0 | Svaneke | Scenario_9 | outage_line_12
0.98005 | -1.745 | 0 | 0 | Nexo | Scenario_9 | outage_line_12
0.98069 | -1.4664 | 0 | 0 | Bodilsker | Scenario_9 | outage_line_12
|  | 0 | 0 | Poulsker | Scenario_9 | outage_line_12
|  | 0 | 0 | Aakirkeby | Scenario_9 | outage_line_12
0.98138 | -1.6088 | 0 | 0 | Dalslunde | Scenario_9 | outage_line_12
0.98252 | -1.7156 | 0 | 0 | Osterlars | Scenario_9 | outage_line_12
0.98603 | -1.6611 | 0 | 0 | Olsker | Scenario_9 | outage_line_12
0.98235 | -1.734 | 0 | 0 | Gudhjem | Scenario_9 | outage_line_12
|  | 0 | 0 | Viadukten A | Scenario_9 | outage_line_12
|  | 0 | 0 | Viadukten B | Scenario_9 | outage_line_12
|  | 0 | 0 | Ronne Syd | Scenario_9 | outage_line_12
|  | 0 | 0 | Vaerket A | Scenario_9 | outage_line_12
|  | 0 | 0 | Vaerket B | Scenario_9 | outage_line_12
|  | 0 | 0 | Vesthavnen | Scenario_9 | outage_line_12
|  | 0 | 0 | Auxiliary bus Viadukten 1 | Scenario_9 | outage_line_12
|  | 0 | 0 | Auxiliary bus Viadukten 2 | Scenario_9 | outage_line_12
|  | 0 | 0 | Auxiliary bus Viadukten 3 | Scenario_9 | outage_line_12
1.0053 | -1.1095 | 0 | 0 | BOR HAS split 1 | Scenario_9 | outage_line_12
1.0052 | -1.1213 | 0 | 0 | BOR HAS split 2 | Scenario_9 | outage_line_12
1.0049 | -0.89654 | 0 | 0 | Borrby | Scenario_9 | outage_line_12
0.91 | 0 | -8.0301 | 4.632 | Tomelilla | Scenario_9 | outage_line_12
|  | 0 | 0 | Vaerket Blok 6 | Scenario_9 | outage_line_12
|  | 0 | 0 | Vaerket Blok 5 | Scenario_9 | outage_line_12
|  | 0 | 0 | Vaerket Diesler | Scenario_9 | outage_line_12
|  | 0 | 0 | Vaer N | Scenario_9 | outage_line_12
|  | 0 | 0 | Dampværk A | Scenario_9 | outage_line_12
|  | 0 | 0 | Dampværk B | Scenario_9 | outage_line_12
|  | 0 | 0 | Aux bus trafo DMP | Scenario_9 | outage_line_12
|  | 0 | 0 | Aux bus trafo DMP 2 | Scenario_9 | outage_line_12
|  | 0 | 0 | Snorrebakken 10 kV | Scenario_9 | outage_line_12
0.99177 | -1.5698 | 0 | 0 | Aux bus trafo HASLE | Scenario_9 | outage_line_12
0.99177 | -1.5698 | 0 | 0 | Aux bus trafo HASLE | Scenario_9 | outage_line_12
1.0285 | -2.8777 | 2.5666 | 0.90617 | Hasle 10 kV | Scenario_9 | outage_line_12
0.98229 | -3.2645 | 1.6216 | 0.11981 | Olsker 10 kV | Scenario_9 | outage_line_12
1.024 | -2.2451 | 1.6428 | 0.7914 | Østerlars 10 kV | Scenario_9 | outage_line_12
|  | 0 | 0 | Åkirkeby 10 kV | Scenario_9 | outage_line_12
1.0254 | -2.5579 | 1.6826 | 0.074272 | Nexø 10 kV | Scenario_9 | outage_line_12
1 | 0 | -3.0315 | 3.4976 | Bodilsker 10 kV | Scenario_9 | outage_line_12
|  | 0 | 0 | Rønne Syd 10 kV | Scenario_9 | outage_line_12
0.99878 | -2.5135 | 1.9741 | 3.4192 | Allinge 10 kV | Scenario_9 | outage_line_12
1.0209 | -1.989 | 0.65823 | 0.6714 | Svaneke 10 kV | Scenario_9 | outage_line_12
|  | 0 | 0 | Viadukten 10 kV | Scenario_9 | outage_line_12
|  | 0 | 0 | Auxiliary bus Viadukten 4 | Scenario_9 | outage_line_12
|  | 0 | 0 | Rønne Nord 10 kV | Scenario_9 | outage_line_12
|  | 0 | 0 | Poulsker 10 kV | Scenario_9 | outage_line_12
|  | 0 | 0 | Vesthavnen 10 kV | Scenario_9 | outage_line_12
0.97916 | -2.3917 | 0.68346 | 0.14876 | Gudhjem 10 kV | Scenario_9 | outage_line_12
0.99887 | -2.5647 | 0 | 0 | Hasle A | Scenario_9 | outage_line_13
|  | 0 | 0 | Hasle B | Scenario_9 | outage_line_13
|  | 0 | 0 | Snorrebakken | Scenario_9 | outage_line_13
|  | 0 | 0 | Olsker | Scenario_9 | outage_line_13
|  | 0 | 0 | Ronne Nord | Scenario_9 | outage_line_13
0.99931 | -2.5458 | 0 | 0 | BOR-HAS split 3 | Scenario_9 | outage_line_13
0.99332 | -2.8566 | 0 | 0 | Allinge | Scenario_9 | outage_line_13
0.99305 | -3.6864 | 0 | 0 | Svaneke | Scenario_9 | outage_line_13
0.99237 | -3.7459 | 0 | 0 | Nexo | Scenario_9 | outage_line_13
0.95433 | 0.00077332 | 0 | 0 | Bodilsker | Scenario_9 | outage_line_13
|  | 0 | 0 | Poulsker | Scenario_9 | outage_line_13
|  | 0 | 0 | Aakirkeby | Scenario_9 | outage_line_13
0.99365 | -3.6109 | 0 | 0 | Dalslunde | Scenario_9 | outage_line_13
0.99308 | -3.3801 | 0 | 0 | Osterlars | Scenario_9 | outage_line_13
0.99432 | -2.8846 | 0 | 0 | Olsker | Scenario_9 | outage_line_13
0.99292 | -3.3983 | 0 | 0 | Gudhjem | Scenario_9 | outage_line_13
|  | 0 | 0 | Viadukten A | Scenario_9 | outage_line_13
|  | 0 | 0 | Viadukten B | Scenario_9 | outage_line_13
|  | 0 | 0 | Ronne Syd | Scenario_9 | outage_line_13
|  | 0 | 0 | Vaerket A | Scenario_9 | outage_line_13
|  | 0 | 0 | Vaerket B | Scenario_9 | outage_line_13
|  | 0 | 0 | Vesthavnen | Scenario_9 | outage_line_13
|  | 0 | 0 | Auxiliary bus Viadukten 1 | Scenario_9 | outage_line_13
|  | 0 | 0 | Auxiliary bus Viadukten 2 | Scenario_9 | outage_line_13
|  | 0 | 0 | Auxiliary bus Viadukten 3 | Scenario_9 | outage_line_13
1.0128 | -1.5663 | 0 | 0 | BOR HAS split 1 | Scenario_9 | outage_line_13
1.0128 | -1.5848 | 0 | 0 | BOR HAS split 2 | Scenario_9 | outage_line_13
1.0116 | -1.2539 | 0 | 0 | Borrby | Scenario_9 | outage_line_13
0.91 | 0 | -11.2141 | 8.2186 | Tomelilla | Scenario_9 | outage_line_13
|  | 0 | 0 | Vaerket Blok 6 | Scenario_9 | outage_line_13
|  | 0 | 0 | Vaerket Blok 5 | Scenario_9 | outage_line_13
|  | 0 | 0 | Vaerket Diesler | Scenario_9 | outage_line_13
|  | 0 | 0 | Vaer N | Scenario_9 | outage_line_13
|  | 0 | 0 | Dampværk A | Scenario_9 | outage_line_13
|  | 0 | 0 | Dampværk B | Scenario_9 | outage_line_13
|  | 0 | 0 | Aux bus trafo DMP | Scenario_9 | outage_line_13
|  | 0 | 0 | Aux bus trafo DMP 2 | Scenario_9 | outage_line_13
|  | 0 | 0 | Snorrebakken 10 kV | Scenario_9 | outage_line_13
0.99887 | -2.5647 | 0 | 0 | Aux bus trafo HASLE | Scenario_9 | outage_line_13
0.99887 | -2.5647 | 0 | 0 | Aux bus trafo HASLE | Scenario_9 | outage_line_13
1.036 | -3.8539 | 2.5666 | 0.90617 | Hasle 10 kV | Scenario_9 | outage_line_13
0.99062 | -4.4613 | 1.6216 | 0.11981 | Olsker 10 kV | Scenario_9 | outage_line_13
1.0352 | -3.8983 | 1.6428 | 0.7914 | Østerlars 10 kV | Scenario_9 | outage_line_13
|  | 0 | 0 | Åkirkeby 10 kV | Scenario_9 | outage_line_13
1.0383 | -4.5388 | 1.6826 | 0.074272 | Nexø 10 kV | Scenario_9 | outage_line_13
1 | 0 | -7.3771e-07 | -0.054657 | Bodilsker 10 kV | Scenario_9 | outage_line_13
|  | 0 | 0 | Rønne Syd 10 kV | Scenario_9 | outage_line_13
1.0078 | -3.7224 | 1.9741 | 3.4192 | Allinge 10 kV | Scenario_9 | outage_line_13
1.0338 | -3.9832 | 0.65823 | 0.6714 | Svaneke 10 kV | Scenario_9 | outage_line_13
|  | 0 | 0 | Viadukten 10 kV | Scenario_9 | outage_line_13
|  | 0 | 0 | Auxiliary bus Viadukten 4 | Scenario_9 | outage_line_13
|  | 0 | 0 | Rønne Nord 10 kV | Scenario_9 | outage_line_13
|  | 0 | 0 | Poulsker 10 kV | Scenario_9 | outage_line_13
|  | 0 | 0 | Vesthavnen 10 kV | Scenario_9 | outage_line_13
0.98975 | -4.042 | 0.68346 | 0.14876 | Gudhjem 10 kV | Scenario_9 | outage_line_13
0.99696 | -2.063 | 0 | 0 | Hasle A | Scenario_9 | outage_line_14
|  | 0 | 0 | Hasle B | Scenario_9 | outage_line_14
|  | 0 | 0 | Snorrebakken | Scenario_9 | outage_line_14
|  | 0 | 0 | Olsker | Scenario_9 | outage_line_14
|  | 0 | 0 | Ronne Nord | Scenario_9 | outage_line_14
0.99739 | -2.0507 | 0 | 0 | BOR-HAS split 3 | Scenario_9 | outage_line_14
0.99114 | -2.2418 | 0 | 0 | Allinge | Scenario_9 | outage_line_14
0.99024 | -2.6217 | 0 | 0 | Svaneke | Scenario_9 | outage_line_14
|  | 0 | 0 | Nexo | Scenario_9 | outage_line_14
0.95433 | 0.00077332 | 0 | 0 | Bodilsker | Scenario_9 | outage_line_14
|  | 0 | 0 | Poulsker | Scenario_9 | outage_line_14
|  | 0 | 0 | Aakirkeby | Scenario_9 | outage_line_14
0.99055 | -2.6132 | 0 | 0 | Dalslunde | Scenario_9 | outage_line_14
0.99039 | -2.5481 | 0 | 0 | Osterlars | Scenario_9 | outage_line_14
0.99215 | -2.2701 | 0 | 0 | Olsker | Scenario_9 | outage_line_14
0.99022 | -2.5664 | 0 | 0 | Gudhjem | Scenario_9 | outage_line_14
|  | 0 | 0 | Viadukten A | Scenario_9 | outage_line_14
|  | 0 | 0 | Viadukten B | Scenario_9 | outage_line_14
|  | 0 | 0 | Ronne Syd | Scenario_9 | outage_line_14
|  | 0 | 0 | Vaerket A | Scenario_9 | outage_line_14
|  | 0 | 0 | Vaerket B | Scenario_9 | outage_line_14
|  | 0 | 0 | Vesthavnen | Scenario_9 | outage_line_14
|  | 0 | 0 | Auxiliary bus Viadukten 1 | Scenario_9 | outage_line_14
|  | 0 | 0 | Auxiliary bus Viadukten 2 | Scenario_9 | outage_line_14
|  | 0 | 0 | Auxiliary bus Viadukten 3 | Scenario_9 | outage_line_14
1.0099 | -1.3155 | 0 | 0 | BOR HAS split 1 | Scenario_9 | outage_line_14
1.0099 | -1.3309 | 0 | 0 | BOR HAS split 2 | Scenario_9 | outage_line_14
1.009 | -1.054 | 0 | 0 | Borrby | Scenario_9 | outage_line_14
0.91 | 0 | -9.4092 | 6.7995 | Tomelilla | Scenario_9 | outage_line_14
|  | 0 | 0 | Vaerket Blok 6 | Scenario_9 | outage_line_14
|  | 0 | 0 | Vaerket Blok 5 | Scenario_9 | outage_line_14
|  | 0 | 0 | Vaerket Diesler | Scenario_9 | outage_line_14
|  | 0 | 0 | Vaer N | Scenario_9 | outage_line_14
|  | 0 | 0 | Dampværk A | Scenario_9 | outage_line_14
|  | 0 | 0 | Dampværk B | Scenario_9 | outage_line_14
|  | 0 | 0 | Aux bus trafo DMP | Scenario_9 | outage_line_14
|  | 0 | 0 | Aux bus trafo DMP 2 | Scenario_9 | outage_line_14
|  | 0 | 0 | Snorrebakken 10 kV | Scenario_9 | outage_line_14
0.99696 | -2.063 | 0 | 0 | Aux bus trafo HASLE | Scenario_9 | outage_line_14
0.99696 | -2.063 | 0 | 0 | Aux bus trafo HASLE | Scenario_9 | outage_line_14
1.0339 | -3.3572 | 2.5666 | 0.90617 | Hasle 10 kV | Scenario_9 | outage_line_14
0.98844 | -3.8537 | 1.6216 | 0.11981 | Olsker 10 kV | Scenario_9 | outage_line_14
1.0323 | -3.0692 | 1.6428 | 0.7914 | Østerlars 10 kV | Scenario_9 | outage_line_14
|  | 0 | 0 | Åkirkeby 10 kV | Scenario_9 | outage_line_14
|  | 0 | 0 | Nexø 10 kV | Scenario_9 | outage_line_14
1 | 0 | -7.3771e-07 | -0.054657 | Bodilsker 10 kV | Scenario_9 | outage_line_14
|  | 0 | 0 | Rønne Syd 10 kV | Scenario_9 | outage_line_14
1.0054 | -3.1116 | 1.9741 | 3.4192 | Allinge 10 kV | Scenario_9 | outage_line_14
1.0309 | -2.9202 | 0.65823 | 0.6714 | Svaneke 10 kV | Scenario_9 | outage_line_14
|  | 0 | 0 | Viadukten 10 kV | Scenario_9 | outage_line_14
|  | 0 | 0 | Auxiliary bus Viadukten 4 | Scenario_9 | outage_line_14
|  | 0 | 0 | Rønne Nord 10 kV | Scenario_9 | outage_line_14
|  | 0 | 0 | Poulsker 10 kV | Scenario_9 | outage_line_14
|  | 0 | 0 | Vesthavnen 10 kV | Scenario_9 | outage_line_14
0.98705 | -3.2136 | 0.68346 | 0.14876 | Gudhjem 10 kV | Scenario_9 | outage_line_14
0.99635 | -1.8732 | 0 | 0 | Hasle A | Scenario_9 | outage_line_15
|  | 0 | 0 | Hasle B | Scenario_9 | outage_line_15
|  | 0 | 0 | Snorrebakken | Scenario_9 | outage_line_15
|  | 0 | 0 | Olsker | Scenario_9 | outage_line_15
|  | 0 | 0 | Ronne Nord | Scenario_9 | outage_line_15
0.99679 | -1.8634 | 0 | 0 | BOR-HAS split 3 | Scenario_9 | outage_line_15
0.99047 | -2.0094 | 0 | 0 | Allinge | Scenario_9 | outage_line_15
|  | 0 | 0 | Svaneke | Scenario_9 | outage_line_15
|  | 0 | 0 | Nexo | Scenario_9 | outage_line_15
0.95433 | 0.00077332 | 0 | 0 | Bodilsker | Scenario_9 | outage_line_15
|  | 0 | 0 | Poulsker | Scenario_9 | outage_line_15
|  | 0 | 0 | Aakirkeby | Scenario_9 | outage_line_15
0.98964 | -2.2358 | 0 | 0 | Dalslunde | Scenario_9 | outage_line_15
0.98959 | -2.2335 | 0 | 0 | Osterlars | Scenario_9 | outage_line_15
0.99148 | -2.0376 | 0 | 0 | Olsker | Scenario_9 | outage_line_15
0.98942 | -2.2518 | 0 | 0 | Gudhjem | Scenario_9 | outage_line_15
|  | 0 | 0 | Viadukten A | Scenario_9 | outage_line_15
|  | 0 | 0 | Viadukten B | Scenario_9 | outage_line_15
|  | 0 | 0 | Ronne Syd | Scenario_9 | outage_line_15
|  | 0 | 0 | Vaerket A | Scenario_9 | outage_line_15
|  | 0 | 0 | Vaerket B | Scenario_9 | outage_line_15
|  | 0 | 0 | Vesthavnen | Scenario_9 | outage_line_15
|  | 0 | 0 | Auxiliary bus Viadukten 1 | Scenario_9 | outage_line_15
|  | 0 | 0 | Auxiliary bus Viadukten 2 | Scenario_9 | outage_line_15
|  | 0 | 0 | Auxiliary bus Viadukten 3 | Scenario_9 | outage_line_15
1.0089 | -1.2194 | 0 | 0 | BOR HAS split 1 | Scenario_9 | outage_line_15
1.0089 | -1.2335 | 0 | 0 | BOR HAS split 2 | Scenario_9 | outage_line_15
1.0081 | -0.97718 | 0 | 0 | Borrby | Scenario_9 | outage_line_15
0.91 | 0 | -8.7169 | 6.2872 | Tomelilla | Scenario_9 | outage_line_15
|  | 0 | 0 | Vaerket Blok 6 | Scenario_9 | outage_line_15
|  | 0 | 0 | Vaerket Blok 5 | Scenario_9 | outage_line_15
|  | 0 | 0 | Vaerket Diesler | Scenario_9 | outage_line_15
|  | 0 | 0 | Vaer N | Scenario_9 | outage_line_15
|  | 0 | 0 | Dampværk A | Scenario_9 | outage_line_15
|  | 0 | 0 | Dampværk B | Scenario_9 | outage_line_15
|  | 0 | 0 | Aux bus trafo DMP | Scenario_9 | outage_line_15
|  | 0 | 0 | Aux bus trafo DMP 2 | Scenario_9 | outage_line_15
|  | 0 | 0 | Snorrebakken 10 kV | Scenario_9 | outage_line_15
0.99635 | -1.8732 | 0 | 0 | Aux bus trafo HASLE | Scenario_9 | outage_line_15
0.99635 | -1.8732 | 0 | 0 | Aux bus trafo HASLE | Scenario_9 | outage_line_15
1.0333 | -3.169 | 2.5666 | 0.90617 | Hasle 10 kV | Scenario_9 | outage_line_15
0.98776 | -3.6234 | 1.6216 | 0.11981 | Olsker 10 kV | Scenario_9 | outage_line_15
1.0315 | -2.7554 | 1.6428 | 0.7914 | Østerlars 10 kV | Scenario_9 | outage_line_15
|  | 0 | 0 | Åkirkeby 10 kV | Scenario_9 | outage_line_15
|  | 0 | 0 | Nexø 10 kV | Scenario_9 | outage_line_15
1 | 0 | -7.3771e-07 | -0.054657 | Bodilsker 10 kV | Scenario_9 | outage_line_15
|  | 0 | 0 | Rønne Syd 10 kV | Scenario_9 | outage_line_15
1.0047 | -2.8804 | 1.9741 | 3.4192 | Allinge 10 kV | Scenario_9 | outage_line_15
|  | 0 | 0 | Svaneke 10 kV | Scenario_9 | outage_line_15
|  | 0 | 0 | Viadukten 10 kV | Scenario_9 | outage_line_15
|  | 0 | 0 | Auxiliary bus Viadukten 4 | Scenario_9 | outage_line_15
|  | 0 | 0 | Rønne Nord 10 kV | Scenario_9 | outage_line_15
|  | 0 | 0 | Poulsker 10 kV | Scenario_9 | outage_line_15
|  | 0 | 0 | Vesthavnen 10 kV | Scenario_9 | outage_line_15
0.98625 | -2.9001 | 0.68346 | 0.14876 | Gudhjem 10 kV | Scenario_9 | outage_line_15
0.99595 | -1.8618 | 0 | 0 | Hasle A | Scenario_9 | outage_line_16
|  | 0 | 0 | Hasle B | Scenario_9 | outage_line_16
|  | 0 | 0 | Snorrebakken | Scenario_9 | outage_line_16
|  | 0 | 0 | Olsker | Scenario_9 | outage_line_16
|  | 0 | 0 | Ronne Nord | Scenario_9 | outage_line_16
0.99639 | -1.8522 | 0 | 0 | BOR-HAS split 3 | Scenario_9 | outage_line_16
0.98999 | -1.9948 | 0 | 0 | Allinge | Scenario_9 | outage_line_16
|  | 0 | 0 | Svaneke | Scenario_9 | outage_line_16
|  | 0 | 0 | Nexo | Scenario_9 | outage_line_16
0.95433 | 0.00077332 | 0 | 0 | Bodilsker | Scenario_9 | outage_line_16
|  | 0 | 0 | Poulsker | Scenario_9 | outage_line_16
|  | 0 | 0 | Aakirkeby | Scenario_9 | outage_line_16
|  | 0 | 0 | Dalslunde | Scenario_9 | outage_line_16
0.98895 | -2.2132 | 0 | 0 | Osterlars | Scenario_9 | outage_line_16
0.991 | -2.0232 | 0 | 0 | Olsker | Scenario_9 | outage_line_16
0.98879 | -2.2314 | 0 | 0 | Gudhjem | Scenario_9 | outage_line_16
|  | 0 | 0 | Viadukten A | Scenario_9 | outage_line_16
|  | 0 | 0 | Viadukten B | Scenario_9 | outage_line_16
|  | 0 | 0 | Ronne Syd | Scenario_9 | outage_line_16
|  | 0 | 0 | Vaerket A | Scenario_9 | outage_line_16
|  | 0 | 0 | Vaerket B | Scenario_9 | outage_line_16
|  | 0 | 0 | Vesthavnen | Scenario_9 | outage_line_16
|  | 0 | 0 | Auxiliary bus Viadukten 1 | Scenario_9 | outage_line_16
|  | 0 | 0 | Auxiliary bus Viadukten 2 | Scenario_9 | outage_line_16
|  | 0 | 0 | Auxiliary bus Viadukten 3 | Scenario_9 | outage_line_16
1.0087 | -1.2179 | 0 | 0 | BOR HAS split 1 | Scenario_9 | outage_line_16
1.0086 | -1.2319 | 0 | 0 | BOR HAS split 2 | Scenario_9 | outage_line_16
1.0078 | -0.97674 | 0 | 0 | Borrby | Scenario_9 | outage_line_16
0.91 | 0 | -8.7166 | 6.1722 | Tomelilla | Scenario_9 | outage_line_16
|  | 0 | 0 | Vaerket Blok 6 | Scenario_9 | outage_line_16
|  | 0 | 0 | Vaerket Blok 5 | Scenario_9 | outage_line_16
|  | 0 | 0 | Vaerket Diesler | Scenario_9 | outage_line_16
|  | 0 | 0 | Vaer N | Scenario_9 | outage_line_16
|  | 0 | 0 | Dampværk A | Scenario_9 | outage_line_16
|  | 0 | 0 | Dampværk B | Scenario_9 | outage_line_16
|  | 0 | 0 | Aux bus trafo DMP | Scenario_9 | outage_line_16
|  | 0 | 0 | Aux bus trafo DMP 2 | Scenario_9 | outage_line_16
|  | 0 | 0 | Snorrebakken 10 kV | Scenario_9 | outage_line_16
0.99595 | -1.8618 | 0 | 0 | Aux bus trafo HASLE | Scenario_9 | outage_line_16
0.99595 | -1.8618 | 0 | 0 | Aux bus trafo HASLE | Scenario_9 | outage_line_16
1.0329 | -3.1586 | 2.5666 | 0.90617 | Hasle 10 kV | Scenario_9 | outage_line_16
0.98728 | -3.6105 | 1.6216 | 0.11981 | Olsker 10 kV | Scenario_9 | outage_line_16
1.0308 | -2.7358 | 1.6428 | 0.7914 | Østerlars 10 kV | Scenario_9 | outage_line_16
|  | 0 | 0 | Åkirkeby 10 kV | Scenario_9 | outage_line_16
|  | 0 | 0 | Nexø 10 kV | Scenario_9 | outage_line_16
1 | 0 | -7.3771e-07 | -0.054657 | Bodilsker 10 kV | Scenario_9 | outage_line_16
|  | 0 | 0 | Rønne Syd 10 kV | Scenario_9 | outage_line_16
1.0042 | -2.8668 | 1.9741 | 3.4192 | Allinge 10 kV | Scenario_9 | outage_line_16
|  | 0 | 0 | Svaneke 10 kV | Scenario_9 | outage_line_16
|  | 0 | 0 | Viadukten 10 kV | Scenario_9 | outage_line_16
|  | 0 | 0 | Auxiliary bus Viadukten 4 | Scenario_9 | outage_line_16
|  | 0 | 0 | Rønne Nord 10 kV | Scenario_9 | outage_line_16
|  | 0 | 0 | Poulsker 10 kV | Scenario_9 | outage_line_16
|  | 0 | 0 | Vesthavnen 10 kV | Scenario_9 | outage_line_16
0.98561 | -2.8806 | 0.68346 | 0.14876 | Gudhjem 10 kV | Scenario_9 | outage_line_16
0.99396 | -1.6266 | 0 | 0 | Hasle A | Scenario_9 | outage_line_17
|  | 0 | 0 | Hasle B | Scenario_9 | outage_line_17
|  | 0 | 0 | Snorrebakken | Scenario_9 | outage_line_17
|  | 0 | 0 | Olsker | Scenario_9 | outage_line_17
|  | 0 | 0 | Ronne Nord | Scenario_9 | outage_line_17
0.9944 | -1.6203 | 0 | 0 | BOR-HAS split 3 | Scenario_9 | outage_line_17
0.98764 | -1.7049 | 0 | 0 | Allinge | Scenario_9 | outage_line_17
|  | 0 | 0 | Svaneke | Scenario_9 | outage_line_17
|  | 0 | 0 | Nexo | Scenario_9 | outage_line_17
0.95433 | 0.00077332 | 0 | 0 | Bodilsker | Scenario_9 | outage_line_17
|  | 0 | 0 | Poulsker | Scenario_9 | outage_line_17
|  | 0 | 0 | Aakirkeby | Scenario_9 | outage_line_17
|  | 0 | 0 | Dalslunde | Scenario_9 | outage_line_17
0.98597 | -1.818 | 0 | 0 | Osterlars | Scenario_9 | outage_line_17
0.98866 | -1.7334 | 0 | 0 | Olsker | Scenario_9 | outage_line_17
|  | 0 | 0 | Gudhjem | Scenario_9 | outage_line_17
|  | 0 | 0 | Viadukten A | Scenario_9 | outage_line_17
|  | 0 | 0 | Viadukten B | Scenario_9 | outage_line_17
|  | 0 | 0 | Ronne Syd | Scenario_9 | outage_line_17
|  | 0 | 0 | Vaerket A | Scenario_9 | outage_line_17
|  | 0 | 0 | Vaerket B | Scenario_9 | outage_line_17
|  | 0 | 0 | Vesthavnen | Scenario_9 | outage_line_17
|  | 0 | 0 | Auxiliary bus Viadukten 1 | Scenario_9 | outage_line_17
|  | 0 | 0 | Auxiliary bus Viadukten 2 | Scenario_9 | outage_line_17
|  | 0 | 0 | Auxiliary bus Viadukten 3 | Scenario_9 | outage_line_17
1.0067 | -1.114 | 0 | 0 | BOR HAS split 1 | Scenario_9 | outage_line_17
1.0066 | -1.1263 | 0 | 0 | BOR HAS split 2 | Scenario_9 | outage_line_17
1.0061 | -0.89616 | 0 | 0 | Borrby | Scenario_9 | outage_line_17
0.91 | 0 | -8.0054 | 5.2472 | Tomelilla | Scenario_9 | outage_line_17
|  | 0 | 0 | Vaerket Blok 6 | Scenario_9 | outage_line_17
|  | 0 | 0 | Vaerket Blok 5 | Scenario_9 | outage_line_17
|  | 0 | 0 | Vaerket Diesler | Scenario_9 | outage_line_17
|  | 0 | 0 | Vaer N | Scenario_9 | outage_line_17
|  | 0 | 0 | Dampværk A | Scenario_9 | outage_line_17
|  | 0 | 0 | Dampværk B | Scenario_9 | outage_line_17
|  | 0 | 0 | Aux bus trafo DMP | Scenario_9 | outage_line_17
|  | 0 | 0 | Aux bus trafo DMP 2 | Scenario_9 | outage_line_17
|  | 0 | 0 | Snorrebakken 10 kV | Scenario_9 | outage_line_17
0.99396 | -1.6266 | 0 | 0 | Aux bus trafo HASLE | Scenario_9 | outage_line_17
0.99396 | -1.6266 | 0 | 0 | Aux bus trafo HASLE | Scenario_9 | outage_line_17
1.0308 | -2.9287 | 2.5666 | 0.90617 | Hasle 10 kV | Scenario_9 | outage_line_17
0.98493 | -3.3283 | 1.6216 | 0.11981 | Olsker 10 kV | Scenario_9 | outage_line_17
1.0277 | -2.3438 | 1.6428 | 0.7914 | Østerlars 10 kV | Scenario_9 | outage_line_17
|  | 0 | 0 | Åkirkeby 10 kV | Scenario_9 | outage_line_17
|  | 0 | 0 | Nexø 10 kV | Scenario_9 | outage_line_17
1 | 0 | -7.3771e-07 | -0.054657 | Bodilsker 10 kV | Scenario_9 | outage_line_17
|  | 0 | 0 | Rønne Syd 10 kV | Scenario_9 | outage_line_17
1.0016 | -2.5811 | 1.9741 | 3.4192 | Allinge 10 kV | Scenario_9 | outage_line_17
|  | 0 | 0 | Svaneke 10 kV | Scenario_9 | outage_line_17
|  | 0 | 0 | Viadukten 10 kV | Scenario_9 | outage_line_17
|  | 0 | 0 | Auxiliary bus Viadukten 4 | Scenario_9 | outage_line_17
|  | 0 | 0 | Rønne Nord 10 kV | Scenario_9 | outage_line_17
|  | 0 | 0 | Poulsker 10 kV | Scenario_9 | outage_line_17
|  | 0 | 0 | Vesthavnen 10 kV | Scenario_9 | outage_line_17
|  | 0 | 0 | Gudhjem 10 kV | Scenario_9 | outage_line_17
1.0001 | -1.3795 | 0 | 0 | Hasle A | Scenario_9 | outage_line_18
|  | 0 | 0 | Hasle B | Scenario_9 | outage_line_18
|  | 0 | 0 | Snorrebakken | Scenario_9 | outage_line_18
|  | 0 | 0 | Olsker | Scenario_9 | outage_line_18
|  | 0 | 0 | Ronne Nord | Scenario_9 | outage_line_18
1.0005 | -1.375 | 0 | 0 | BOR-HAS split 3 | Scenario_9 | outage_line_18
0.99523 | -1.412 | 0 | 0 | Allinge | Scenario_9 | outage_line_18
|  | 0 | 0 | Svaneke | Scenario_9 | outage_line_18
|  | 0 | 0 | Nexo | Scenario_9 | outage_line_18
0.95433 | 0.00077332 | 0 | 0 | Bodilsker | Scenario_9 | outage_line_18
|  | 0 | 0 | Poulsker | Scenario_9 | outage_line_18
|  | 0 | 0 | Aakirkeby | Scenario_9 | outage_line_18
|  | 0 | 0 | Dalslunde | Scenario_9 | outage_line_18
|  | 0 | 0 | Osterlars | Scenario_9 | outage_line_18
0.99623 | -1.4399 | 0 | 0 | Olsker | Scenario_9 | outage_line_18
|  | 0 | 0 | Gudhjem | Scenario_9 | outage_line_18
|  | 0 | 0 | Viadukten A | Scenario_9 | outage_line_18
|  | 0 | 0 | Viadukten B | Scenario_9 | outage_line_18
|  | 0 | 0 | Ronne Syd | Scenario_9 | outage_line_18
|  | 0 | 0 | Vaerket A | Scenario_9 | outage_line_18
|  | 0 | 0 | Vaerket B | Scenario_9 | outage_line_18
|  | 0 | 0 | Vesthavnen | Scenario_9 | outage_line_18
|  | 0 | 0 | Auxiliary bus Viadukten 1 | Scenario_9 | outage_line_18
|  | 0 | 0 | Auxiliary bus Viadukten 2 | Scenario_9 | outage_line_18
|  | 0 | 0 | Auxiliary bus Viadukten 3 | Scenario_9 | outage_line_18
1.0092 | -0.90469 | 0 | 0 | BOR HAS split 1 | Scenario_9 | outage_line_18
1.0092 | -0.91625 | 0 | 0 | BOR HAS split 2 | Scenario_9 | outage_line_18
1.008 | -0.71549 | 0 | 0 | Borrby | Scenario_9 | outage_line_18
0.91 | 0 | -6.3072 | 6.1716 | Tomelilla | Scenario_9 | outage_line_18
|  | 0 | 0 | Vaerket Blok 6 | Scenario_9 | outage_line_18
|  | 0 | 0 | Vaerket Blok 5 | Scenario_9 | outage_line_18
|  | 0 | 0 | Vaerket Diesler | Scenario_9 | outage_line_18
|  | 0 | 0 | Vaer N | Scenario_9 | outage_line_18
|  | 0 | 0 | Dampværk A | Scenario_9 | outage_line_18
|  | 0 | 0 | Dampværk B | Scenario_9 | outage_line_18
|  | 0 | 0 | Aux bus trafo DMP | Scenario_9 | outage_line_18
|  | 0 | 0 | Aux bus trafo DMP 2 | Scenario_9 | outage_line_18
|  | 0 | 0 | Snorrebakken 10 kV | Scenario_9 | outage_line_18
1.0001 | -1.3795 | 0 | 0 | Aux bus trafo HASLE | Scenario_9 | outage_line_18
1.0001 | -1.3795 | 0 | 0 | Aux bus trafo HASLE | Scenario_9 | outage_line_18
1.0373 | -2.6654 | 2.5666 | 0.90617 | Hasle 10 kV | Scenario_9 | outage_line_18
0.99254 | -3.0106 | 1.6216 | 0.11981 | Olsker 10 kV | Scenario_9 | outage_line_18
|  | 0 | 0 | Østerlars 10 kV | Scenario_9 | outage_line_18
|  | 0 | 0 | Åkirkeby 10 kV | Scenario_9 | outage_line_18
|  | 0 | 0 | Nexø 10 kV | Scenario_9 | outage_line_18
1 | 0 | -7.3771e-07 | -0.054657 | Bodilsker 10 kV | Scenario_9 | outage_line_18
|  | 0 | 0 | Rønne Syd 10 kV | Scenario_9 | outage_line_18
1.0098 | -2.2744 | 1.9741 | 3.4192 | Allinge 10 kV | Scenario_9 | outage_line_18
|  | 0 | 0 | Svaneke 10 kV | Scenario_9 | outage_line_18
|  | 0 | 0 | Viadukten 10 kV | Scenario_9 | outage_line_18
|  | 0 | 0 | Auxiliary bus Viadukten 4 | Scenario_9 | outage_line_18
|  | 0 | 0 | Rønne Nord 10 kV | Scenario_9 | outage_line_18
|  | 0 | 0 | Poulsker 10 kV | Scenario_9 | outage_line_18
|  | 0 | 0 | Vesthavnen 10 kV | Scenario_9 | outage_line_18
|  | 0 | 0 | Gudhjem 10 kV | Scenario_9 | outage_line_18
1.0143 | -1.2887 | 0 | 0 | Hasle A | Scenario_9 | outage_line_19
|  | 0 | 0 | Hasle B | Scenario_9 | outage_line_19
|  | 0 | 0 | Snorrebakken | Scenario_9 | outage_line_19
|  | 0 | 0 | Olsker | Scenario_9 | outage_line_19
|  | 0 | 0 | Ronne Nord | Scenario_9 | outage_line_19
1.0145 | -1.2824 | 0 | 0 | BOR-HAS split 3 | Scenario_9 | outage_line_19
|  | 0 | 0 | Allinge | Scenario_9 | outage_line_19
|  | 0 | 0 | Svaneke | Scenario_9 | outage_line_19
|  | 0 | 0 | Nexo | Scenario_9 | outage_line_19
0.95433 | 0.00077332 | 0 | 0 | Bodilsker | Scenario_9 | outage_line_19
|  | 0 | 0 | Poulsker | Scenario_9 | outage_line_19
|  | 0 | 0 | Aakirkeby | Scenario_9 | outage_line_19
|  | 0 | 0 | Dalslunde | Scenario_9 | outage_line_19
|  | 0 | 0 | Osterlars | Scenario_9 | outage_line_19
1.0134 | -1.3482 | 0 | 0 | Olsker | Scenario_9 | outage_line_19
|  | 0 | 0 | Gudhjem | Scenario_9 | outage_line_19
|  | 0 | 0 | Viadukten A | Scenario_9 | outage_line_19
|  | 0 | 0 | Viadukten B | Scenario_9 | outage_line_19
|  | 0 | 0 | Ronne Syd | Scenario_9 | outage_line_19
|  | 0 | 0 | Vaerket A | Scenario_9 | outage_line_19
|  | 0 | 0 | Vaerket B | Scenario_9 | outage_line_19
|  | 0 | 0 | Vesthavnen | Scenario_9 | outage_line_19
|  | 0 | 0 | Auxiliary bus Viadukten 1 | Scenario_9 | outage_line_19
|  | 0 | 0 | Auxiliary bus Viadukten 2 | Scenario_9 | outage_line_19
|  | 0 | 0 | Auxiliary bus Viadukten 3 | Scenario_9 | outage_line_19
1.0166 | -0.68535 | 0 | 0 | BOR HAS split 1 | Scenario_9 | outage_line_19
1.0167 | -0.69786 | 0 | 0 | BOR HAS split 2 | Scenario_9 | outage_line_19
1.014 | -0.51191 | 0 | 0 | Borrby | Scenario_9 | outage_line_19
0.91 | 0 | -4.3033 | 9.2298 | Tomelilla | Scenario_9 | outage_line_19
|  | 0 | 0 | Vaerket Blok 6 | Scenario_9 | outage_line_19
|  | 0 | 0 | Vaerket Blok 5 | Scenario_9 | outage_line_19
|  | 0 | 0 | Vaerket Diesler | Scenario_9 | outage_line_19
|  | 0 | 0 | Vaer N | Scenario_9 | outage_line_19
|  | 0 | 0 | Dampværk A | Scenario_9 | outage_line_19
|  | 0 | 0 | Dampværk B | Scenario_9 | outage_line_19
|  | 0 | 0 | Aux bus trafo DMP | Scenario_9 | outage_line_19
|  | 0 | 0 | Aux bus trafo DMP 2 | Scenario_9 | outage_line_19
|  | 0 | 0 | Snorrebakken 10 kV | Scenario_9 | outage_line_19
1.0143 | -1.2887 | 0 | 0 | Aux bus trafo HASLE | Scenario_9 | outage_line_19
1.0143 | -1.2887 | 0 | 0 | Aux bus trafo HASLE | Scenario_9 | outage_line_19
1.0523 | -2.5386 | 2.5666 | 0.90617 | Hasle 10 kV | Scenario_9 | outage_line_19
1.0098 | -2.8658 | 1.6216 | 0.11981 | Olsker 10 kV | Scenario_9 | outage_line_19
|  | 0 | 0 | Østerlars 10 kV | Scenario_9 | outage_line_19
|  | 0 | 0 | Åkirkeby 10 kV | Scenario_9 | outage_line_19
|  | 0 | 0 | Nexø 10 kV | Scenario_9 | outage_line_19
1 | 0 | -7.3771e-07 | -0.054657 | Bodilsker 10 kV | Scenario_9 | outage_line_19
|  | 0 | 0 | Rønne Syd 10 kV | Scenario_9 | outage_line_19
|  | 0 | 0 | Allinge 10 kV | Scenario_9 | outage_line_19
|  | 0 | 0 | Svaneke 10 kV | Scenario_9 | outage_line_19
|  | 0 | 0 | Viadukten 10 kV | Scenario_9 | outage_line_19
|  | 0 | 0 | Auxiliary bus Viadukten 4 | Scenario_9 | outage_line_19
|  | 0 | 0 | Rønne Nord 10 kV | Scenario_9 | outage_line_19
|  | 0 | 0 | Poulsker 10 kV | Scenario_9 | outage_line_19
|  | 0 | 0 | Vesthavnen 10 kV | Scenario_9 | outage_line_19
|  | 0 | 0 | Gudhjem 10 kV | Scenario_9 | outage_line_19
1.0178 | -0.98538 | 0 | 0 | Hasle A | Scenario_9 | outage_line_20
|  | 0 | 0 | Hasle B | Scenario_9 | outage_line_20
|  | 0 | 0 | Snorrebakken | Scenario_9 | outage_line_20
|  | 0 | 0 | Olsker | Scenario_9 | outage_line_20
|  | 0 | 0 | Ronne Nord | Scenario_9 | outage_line_20
1.018 | -0.98209 | 0 | 0 | BOR-HAS split 3 | Scenario_9 | outage_line_20
|  | 0 | 0 | Allinge | Scenario_9 | outage_line_20
|  | 0 | 0 | Svaneke | Scenario_9 | outage_line_20
|  | 0 | 0 | Nexo | Scenario_9 | outage_line_20
0.95433 | 0.00077332 | 0 | 0 | Bodilsker | Scenario_9 | outage_line_20
|  | 0 | 0 | Poulsker | Scenario_9 | outage_line_20
|  | 0 | 0 | Aakirkeby | Scenario_9 | outage_line_20
|  | 0 | 0 | Dalslunde | Scenario_9 | outage_line_20
|  | 0 | 0 | Osterlars | Scenario_9 | outage_line_20
|  | 0 | 0 | Olsker | Scenario_9 | outage_line_20
|  | 0 | 0 | Gudhjem | Scenario_9 | outage_line_20
|  | 0 | 0 | Viadukten A | Scenario_9 | outage_line_20
|  | 0 | 0 | Viadukten B | Scenario_9 | outage_line_20
|  | 0 | 0 | Ronne Syd | Scenario_9 | outage_line_20
|  | 0 | 0 | Vaerket A | Scenario_9 | outage_line_20
|  | 0 | 0 | Vaerket B | Scenario_9 | outage_line_20
|  | 0 | 0 | Vesthavnen | Scenario_9 | outage_line_20
|  | 0 | 0 | Auxiliary bus Viadukten 1 | Scenario_9 | outage_line_20
|  | 0 | 0 | Auxiliary bus Viadukten 2 | Scenario_9 | outage_line_20
|  | 0 | 0 | Auxiliary bus Viadukten 3 | Scenario_9 | outage_line_20
1.0175 | -0.47619 | 0 | 0 | BOR HAS split 1 | Scenario_9 | outage_line_20
1.0176 | -0.48726 | 0 | 0 | BOR HAS split 2 | Scenario_9 | outage_line_20
1.0145 | -0.33584 | 0 | 0 | Borrby | Scenario_9 | outage_line_20
0.91 | 0 | -2.661 | 9.4119 | Tomelilla | Scenario_9 | outage_line_20
|  | 0 | 0 | Vaerket Blok 6 | Scenario_9 | outage_line_20
|  | 0 | 0 | Vaerket Blok 5 | Scenario_9 | outage_line_20
|  | 0 | 0 | Vaerket Diesler | Scenario_9 | outage_line_20
|  | 0 | 0 | Vaer N | Scenario_9 | outage_line_20
|  | 0 | 0 | Dampværk A | Scenario_9 | outage_line_20
|  | 0 | 0 | Dampværk B | Scenario_9 | outage_line_20
|  | 0 | 0 | Aux bus trafo DMP | Scenario_9 | outage_line_20
|  | 0 | 0 | Aux bus trafo DMP 2 | Scenario_9 | outage_line_20
|  | 0 | 0 | Snorrebakken 10 kV | Scenario_9 | outage_line_20
1.0178 | -0.98538 | 0 | 0 | Aux bus trafo HASLE | Scenario_9 | outage_line_20
1.0178 | -0.98538 | 0 | 0 | Aux bus trafo HASLE | Scenario_9 | outage_line_20
1.056 | -2.2265 | 2.5666 | 0.90617 | Hasle 10 kV | Scenario_9 | outage_line_20
|  | 0 | 0 | Olsker 10 kV | Scenario_9 | outage_line_20
|  | 0 | 0 | Østerlars 10 kV | Scenario_9 | outage_line_20
|  | 0 | 0 | Åkirkeby 10 kV | Scenario_9 | outage_line_20
|  | 0 | 0 | Nexø 10 kV | Scenario_9 | outage_line_20
1 | 0 | -7.3771e-07 | -0.054657 | Bodilsker 10 kV | Scenario_9 | outage_line_20
|  | 0 | 0 | Rønne Syd 10 kV | Scenario_9 | outage_line_20
|  | 0 | 0 | Allinge 10 kV | Scenario_9 | outage_line_20
|  | 0 | 0 | Svaneke 10 kV | Scenario_9 | outage_line_20
|  | 0 | 0 | Viadukten 10 kV | Scenario_9 | outage_line_20
|  | 0 | 0 | Auxiliary bus Viadukten 4 | Scenario_9 | outage_line_20
|  | 0 | 0 | Rønne Nord 10 kV | Scenario_9 | outage_line_20
|  | 0 | 0 | Poulsker 10 kV | Scenario_9 | outage_line_20
|  | 0 | 0 | Vesthavnen 10 kV | Scenario_9 | outage_line_20
|  | 0 | 0 | Gudhjem 10 kV | Scenario_9 | outage_line_20
|  | 0 | 0 | Hasle A | Scenario_9 | outage_line_21
|  | 0 | 0 | Hasle B | Scenario_9 | outage_line_21
|  | 0 | 0 | Snorrebakken | Scenario_9 | outage_line_21
|  | 0 | 0 | Olsker | Scenario_9 | outage_line_21
|  | 0 | 0 | Ronne Nord | Scenario_9 | outage_line_21
1.025 | -0.56174 | 0 | 0 | BOR-HAS split 3 | Scenario_9 | outage_line_21
|  | 0 | 0 | Allinge | Scenario_9 | outage_line_21
|  | 0 | 0 | Svaneke | Scenario_9 | outage_line_21
|  | 0 | 0 | Nexo | Scenario_9 | outage_line_21
0.95433 | 0.00077332 | 0 | 0 | Bodilsker | Scenario_9 | outage_line_21
|  | 0 | 0 | Poulsker | Scenario_9 | outage_line_21
|  | 0 | 0 | Aakirkeby | Scenario_9 | outage_line_21
|  | 0 | 0 | Dalslunde | Scenario_9 | outage_line_21
|  | 0 | 0 | Osterlars | Scenario_9 | outage_line_21
|  | 0 | 0 | Olsker | Scenario_9 | outage_line_21
|  | 0 | 0 | Gudhjem | Scenario_9 | outage_line_21
|  | 0 | 0 | Viadukten A | Scenario_9 | outage_line_21
|  | 0 | 0 | Viadukten B | Scenario_9 | outage_line_21
|  | 0 | 0 | Ronne Syd | Scenario_9 | outage_line_21
|  | 0 | 0 | Vaerket A | Scenario_9 | outage_line_21
|  | 0 | 0 | Vaerket B | Scenario_9 | outage_line_21
|  | 0 | 0 | Vesthavnen | Scenario_9 | outage_line_21
|  | 0 | 0 | Auxiliary bus Viadukten 1 | Scenario_9 | outage_line_21
|  | 0 | 0 | Auxiliary bus Viadukten 2 | Scenario_9 | outage_line_21
|  | 0 | 0 | Auxiliary bus Viadukten 3 | Scenario_9 | outage_line_21
1.0198 | -0.15625 | 0 | 0 | BOR HAS split 1 | Scenario_9 | outage_line_21
1.02 | -0.16554 | 0 | 0 | BOR HAS split 2 | Scenario_9 | outage_line_21
1.0161 | -0.063106 | 0 | 0 | Borrby | Scenario_9 | outage_line_21
0.91 | 0 | -0.091414 | 10.1561 | Tomelilla | Scenario_9 | outage_line_21
|  | 0 | 0 | Vaerket Blok 6 | Scenario_9 | outage_line_21
|  | 0 | 0 | Vaerket Blok 5 | Scenario_9 | outage_line_21
|  | 0 | 0 | Vaerket Diesler | Scenario_9 | outage_line_21
|  | 0 | 0 | Vaer N | Scenario_9 | outage_line_21
|  | 0 | 0 | Dampværk A | Scenario_9 | outage_line_21
|  | 0 | 0 | Dampværk B | Scenario_9 | outage_line_21
|  | 0 | 0 | Aux bus trafo DMP | Scenario_9 | outage_line_21
|  | 0 | 0 | Aux bus trafo DMP 2 | Scenario_9 | outage_line_21
|  | 0 | 0 | Snorrebakken 10 kV | Scenario_9 | outage_line_21
|  | 0 | 0 | Aux bus trafo HASLE | Scenario_9 | outage_line_21
|  | 0 | 0 | Aux bus trafo HASLE | Scenario_9 | outage_line_21
|  | 0 | 0 | Hasle 10 kV | Scenario_9 | outage_line_21
|  | 0 | 0 | Olsker 10 kV | Scenario_9 | outage_line_21
|  | 0 | 0 | Østerlars 10 kV | Scenario_9 | outage_line_21
|  | 0 | 0 | Åkirkeby 10 kV | Scenario_9 | outage_line_21
|  | 0 | 0 | Nexø 10 kV | Scenario_9 | outage_line_21
1 | 0 | -7.3769e-07 | -0.054657 | Bodilsker 10 kV | Scenario_9 | outage_line_21
|  | 0 | 0 | Rønne Syd 10 kV | Scenario_9 | outage_line_21
|  | 0 | 0 | Allinge 10 kV | Scenario_9 | outage_line_21
|  | 0 | 0 | Svaneke 10 kV | Scenario_9 | outage_line_21
|  | 0 | 0 | Viadukten 10 kV | Scenario_9 | outage_line_21
|  | 0 | 0 | Auxiliary bus Viadukten 4 | Scenario_9 | outage_line_21
|  | 0 | 0 | Rønne Nord 10 kV | Scenario_9 | outage_line_21
|  | 0 | 0 | Poulsker 10 kV | Scenario_9 | outage_line_21
|  | 0 | 0 | Vesthavnen 10 kV | Scenario_9 | outage_line_21
|  | 0 | 0 | Gudhjem 10 kV | Scenario_9 | outage_line_21
|  | 0 | 0 | Hasle A | Scenario_9 | outage_line_22
|  | 0 | 0 | Hasle B | Scenario_9 | outage_line_22
|  | 0 | 0 | Snorrebakken | Scenario_9 | outage_line_22
|  | 0 | 0 | Olsker | Scenario_9 | outage_line_22
|  | 0 | 0 | Ronne Nord | Scenario_9 | outage_line_22
|  | 0 | 0 | BOR-HAS split 3 | Scenario_9 | outage_line_22
|  | 0 | 0 | Allinge | Scenario_9 | outage_line_22
|  | 0 | 0 | Svaneke | Scenario_9 | outage_line_22
|  | 0 | 0 | Nexo | Scenario_9 | outage_line_22
0.95433 | 0.00077332 | 0 | 0 | Bodilsker | Scenario_9 | outage_line_22
|  | 0 | 0 | Poulsker | Scenario_9 | outage_line_22
|  | 0 | 0 | Aakirkeby | Scenario_9 | outage_line_22
|  | 0 | 0 | Dalslunde | Scenario_9 | outage_line_22
|  | 0 | 0 | Osterlars | Scenario_9 | outage_line_22
|  | 0 | 0 | Olsker | Scenario_9 | outage_line_22
|  | 0 | 0 | Gudhjem | Scenario_9 | outage_line_22
|  | 0 | 0 | Viadukten A | Scenario_9 | outage_line_22
|  | 0 | 0 | Viadukten B | Scenario_9 | outage_line_22
|  | 0 | 0 | Ronne Syd | Scenario_9 | outage_line_22
|  | 0 | 0 | Vaerket A | Scenario_9 | outage_line_22
|  | 0 | 0 | Vaerket B | Scenario_9 | outage_line_22
|  | 0 | 0 | Vesthavnen | Scenario_9 | outage_line_22
|  | 0 | 0 | Auxiliary bus Viadukten 1 | Scenario_9 | outage_line_22
|  | 0 | 0 | Auxiliary bus Viadukten 2 | Scenario_9 | outage_line_22
|  | 0 | 0 | Auxiliary bus Viadukten 3 | Scenario_9 | outage_line_22
0.99854 | -0.011111 | 0 | 0 | BOR HAS split 1 | Scenario_9 | outage_line_22
|  | 0 | 0 | BOR HAS split 2 | Scenario_9 | outage_line_22
0.99836 | -0.0065948 | 0 | 0 | Borrby | Scenario_9 | outage_line_22
0.91 | 0 | -0.031052 | 0.84544 | Tomelilla | Scenario_9 | outage_line_22
|  | 0 | 0 | Vaerket Blok 6 | Scenario_9 | outage_line_22
|  | 0 | 0 | Vaerket Blok 5 | Scenario_9 | outage_line_22
|  | 0 | 0 | Vaerket Diesler | Scenario_9 | outage_line_22
|  | 0 | 0 | Vaer N | Scenario_9 | outage_line_22
|  | 0 | 0 | Dampværk A | Scenario_9 | outage_line_22
|  | 0 | 0 | Dampværk B | Scenario_9 | outage_line_22
|  | 0 | 0 | Aux bus trafo DMP | Scenario_9 | outage_line_22
|  | 0 | 0 | Aux bus trafo DMP 2 | Scenario_9 | outage_line_22
|  | 0 | 0 | Snorrebakken 10 kV | Scenario_9 | outage_line_22
|  | 0 | 0 | Aux bus trafo HASLE | Scenario_9 | outage_line_22
|  | 0 | 0 | Aux bus trafo HASLE | Scenario_9 | outage_line_22
|  | 0 | 0 | Hasle 10 kV | Scenario_9 | outage_line_22
|  | 0 | 0 | Olsker 10 kV | Scenario_9 | outage_line_22
|  | 0 | 0 | Østerlars 10 kV | Scenario_9 | outage_line_22
|  | 0 | 0 | Åkirkeby 10 kV | Scenario_9 | outage_line_22
|  | 0 | 0 | Nexø 10 kV | Scenario_9 | outage_line_22
1 | 0 | -7.3769e-07 | -0.054657 | Bodilsker 10 kV | Scenario_9 | outage_line_22
|  | 0 | 0 | Rønne Syd 10 kV | Scenario_9 | outage_line_22
|  | 0 | 0 | Allinge 10 kV | Scenario_9 | outage_line_22
|  | 0 | 0 | Svaneke 10 kV | Scenario_9 | outage_line_22
|  | 0 | 0 | Viadukten 10 kV | Scenario_9 | outage_line_22
|  | 0 | 0 | Auxiliary bus Viadukten 4 | Scenario_9 | outage_line_22
|  | 0 | 0 | Rønne Nord 10 kV | Scenario_9 | outage_line_22
|  | 0 | 0 | Poulsker 10 kV | Scenario_9 | outage_line_22
|  | 0 | 0 | Vesthavnen 10 kV | Scenario_9 | outage_line_22
|  | 0 | 0 | Gudhjem 10 kV | Scenario_9 | outage_line_22